## 01-G.Summary
Rehabilitation & Retrofitting Works School GGPS Karakar (EMIS-39155), District Swat Khyber Pakhtunkhwa
Abstract Of Cost
Sr. No | Description of Works | Amount (PKR) | REMARKS
A | Retrofitting Works of Blocks - 1 (02 Rooms L-shape, Verandah, 02 No. Toilets (01-Standard + 01-Disable Friendly))
B | External Development Works (Ground level, Boundary wall, Access Pathways, Drainage System)
| SUB-TOTAL ( A +B ): PKR | 0
C | Provisional Sum Item (PSI): This item is designated as a Provisional Sum in accordance with the Conditions of Contract, to cover works that cannot be fully quantified or defined at the time of site assessment due to uncertain site conditions. The Contractor shall include an amount equivalent to 2% of the total cost of Item No. , (A) , and (B) to be utilized as directed by the Engineer. | 0
| Total : PKR | 0

## 02-Summary (Retro-fitting Works
Rehabilitation & Retrofitting Works School GGPS Karakar (EMIS-39155), District Swat Khyber Pakhtunkhwa
A. Retrofitting Works of Blocks - 1 (02-Summary (Retro-fitting Works)
Sr. No | Description of Works | Amount (PKR) | REMARKS
Retrofitting Works
A1 | Civil Work
A2 | Electrical Works
A3 | Plumbing Works
Total PKR

## 03-B.O.Q CIVIL WORK
Sr No. | Latest CSR/MRS-Based | Description | Units | Quantity | Item Rate (Rs) | Total Amount (Rs.)
REHABILITATION WORK OF EXISTING CLASSROOMS, VERANDAH & TOILETS
1-A- DISMANTLING WORKS (SCH Items)
1 | CH-4: S.no 04-19-a | PCC (1:4:8) DISMANTLING Dismantling of plain cement concrete (1:4:8), including breaking by manual/mechanical means, ensuring protection of underlying and adjacent structures, complete as per specifications. | Per Cft | 215.7775
2 | CH-4: S.no 04-19-c | PCC (1:2:4) DISMANTLING Dismantling of plain cement concrete (1:2:4), including controlled breaking, removal, handling, and carried out without damaging adjoining works, complete in all respects. | Per Cft | 57.5
3 | CH-4: S.no 04-45-b | PAINT / DISTEMPER REMOVAL (SCRAPING) Scraping and removal of existing distemper, oil bound distemper, or paint from wall surfaces to expose a sound substrate, including cleaning and preparation for subsequent finishes, complete in all respects. | Per Sft | 2362
4 | CH-4: S.no 04-49 | ELECTRICAL POINTS DISMANTLING Dismantling of light, fan, and call bell points, including removal of casing, capping, wiring, and accessories. All dismantled materials shall be duly recorded and handed over to the School Authority through an approved Asset Transfer Form for proper documentation. The Contractor shall not reuse, dispose of, or otherwise utilize any dismantled materials without prior written approval of the Engineer, complete in all respects in accordance with the Contract and specifications.. | Per Point | 31
5 | CH-4: S.no 04-50 | PLUG POINT DISMANTLING Dismantling of plug points, including removal of fittings, wiring, and accessories, and making good damaged surfaces of building works, complete as per the Engineer’s instructions. All dismantled materials shall be duly recorded and handed over to the School Authority through an approved Asset Transfer Form for proper documentation. The Contractor shall not reuse, dispose of, or otherwise utilize any dismantled materials without prior written approval of the Engineer, complete in all respects in accordance with the Contract and specifications.. | Per Point | 2
6 | CH-4: S.no S.no 04-51-b | SURFACE CONDUIT / WIRING DISMANTLING Dismantling of GI/MS conduit, flexible conduit, PVC pipes, Recessed in wall or surface wiring of all sizes, including removal of supports, fixtures, and accessories. All dismantled materials shall be duly recorded and handed over to the School Authority through an approved Asset Transfer Form for proper documentation. The Contractor shall not reuse, dispose of, or otherwise utilize any dismantled materials without prior written approval of the Engineer, complete in all respects in accordance with the Contract and specifications.. | Per Rft | 265
1-B- CARRAGE OF CONSTRUCTION MATERIAL (SCH Items)
7 | CH-01: S.no 01-08-d | TRACTOR TROLLEY HIRE (LEAD 10–20 KM) Providing a tractor with a trolley of 100cft for transportation of materials, including loading, unloading, and haulage for a lead of 10–20 km, complete in all respects as per specifications and the Engineer’s instructions. | Per Trip | 5
1-C- EARTH WORK (EXCAVATION & EMBANKMENT) (SCH Items)
8 | CH-03: S.no 03-09-d | EARTH EXCAVATION (GRAVEL/SHINGLE/SOFT/MEDIUM SOIL) Excavation in gravel/shingle manual or mechanical for construction of all types of structures including open drains, sewerage pipelines, septic tanks, manholes, and retaining structures, comprising setting out, excavation to required lines and levels, where required, dewatering as necessary, and complete in all respects in accordance with specifications and Engineer’s instructions. | Per Cft | 80.7569
9 | CH-03: S.no 03-16-b | REHANDLING OF EARTHWORK Rehandling of excavated earth within a lead of 25 m or within site premises, including loading, shifting, unloading, and stacking, is complete in all respects. | Per Cft | 80.7569
1-D- CONCRETE WORKS (SCH Items)
General Note: Prior to commencement of any concrete works, the Contractor shall estimate the required quantities of cement, sand, crushed aggregate, and admixtures (where specified) and ensure their delivery at site at least one day in advance, with quantities duly verified and confirmed with the authorized representative of the School Authority for quality assurance. Where mechanical mixing is not feasible due to limited quantities or site constraints, concrete shall be hand-mixed with a minimum of three (3) dry mixes followed by three (3) wet mixes to achieve proper uniformity; thereafter, the concrete shall be placed with a consistent and controlled slump to ensure the required design strength is attained. Clear cover to reinforcement in all structural members shall be strictly maintained as per drawings and specifications, and upon completion of placement, approved curing compound shall be applied to all concrete surfaces to ensure adequate curing where conventional methods are not practicable, all in accordance with specifications and Engineer’s instructions.
10 | CH-06: S.no 06-05-f | Plain Cement Concrete (1:2:4) In-situ mixing, placing, compaction, finishing, and curing of plain cement concrete (One Part of Cement, Two Parts of green & free from clay lumps Sand, and Four Parts of blasted crushed aggregate ) in position, including provision of all materials, labor, plant, and equipment, complete in all respects in accordance with specifications and Engineer’s instructions. | Per Cft | 141.8438
11 | CH-06: S.no 06-05-i | Plain Cement Concrete (1:4:8) In-situ mixing, placing, compaction, finishing, and curing of plain cement concrete (One Part of Cement, Four Parts of green & free from clay lumps Sand, and Eight Parts of blasted crushed aggregate ) in position, including provision of all materials, labor, plant, and equipment, complete in all respects in accordance with specifications and the Engineer’s instructions. | Per Cft | 80.7569
12 | CH-06: S.no 06-07-a-02 | RCC IN SUPERSTRUCTURE (SLAB/BEAM/COLUMN) In-situ batching, mixing, placing, vibration, compaction, finishing, casting, and curing of reinforced cement concrete (1:1/2:3) in slabs, beams, columns, and other structural members, including all materials, labor, and equipment, complete in all respects in accordance with specifications, structural drawings, and the Engineer’s instructions. | Per Cft | 388.2689
13 | CH-06: S.no 06-07-b-02 | RCC IN FOUNDATION / BASE / RETAINING STRUCTURES In-situ batching, mixing, placing, vibration, compaction, finishing, casting, and curing of reinforced cement concrete (1:1/2:3) raft foundations, column bases, retaining walls, and similar elements, including all materials, labor, and equipment, complete in all respects in accordance with specifications, structural drawings, and the Engineer’s instructions. | Per Cft | 5
14 | CH-06: S.no 06-08-b | REINFORCEMENT STEEL (GRADE 60) FOR CONCRETE WORKS At the site, cutting, bending, placing, and fixing in position as per the approved BBS of deformed reinforcement bars (Grade 60), including binding wire, chairs, spacers, and all necessary accessories, complete in all respects in accordance with drawings, specifications, and the Engineer’s instructions. | Per Tonne | 1.2155
15 | CH-06: S.no 06-08-b | REINFORCEMENT STEEL (GRADE 60) FOR MAKING ANY TYPE OF CONNECTOR /ANCHORED BARS dia pin bars having 3 inch length hook with 90 degree bent on both sides of walls fixed /gripped with metal plate REINFORCEMENT (Grade-60): of mild steel reinforcement of Grade 60 of all sizes for cement concrete, including cutting, bending, laying in position according to structural drawings, making joints and fastenings, including cost of binding wire and labor charges for binding of steel reinforcement. Supply & fabricate M.S. reinforcement for cement concrete (Hot rolled deformed bars Grade 60) | Per Tonne | 0.23596
16 | CH-06: S.no 06-16-a | EXTRA LABOUR FOR CONCRETE WORK (MANUAL HANDLING WITH SCAFFOLDING) Providing additional labor for placement and handling of concrete (plain or reinforced) in locations requiring manual conveyance using MS tagari and/or scaffolding, including lifting, hoisting, and placing under restricted access or difficult site conditions, complete in all respects in accordance with specifications and Engineer’s instructions. | Per Cft | 388.2689
17 | CH-06: S.no 06-47-d | FORMWORK (PLYWOOD FINISH) Erecting, and removing formwork with plywood sheeting for RCC or PCC in any shape and position, including supports, bracing, alignment, and surface finishing, in any shape - Position / Vertical . | Per Sft | 1218.035
1-E- BRICK MASONRY WORKS (SCH Items)
General Note: The Contractor shall ensure the use of approved quality materials and proper execution techniques, including soaking, bonding, alignment, and curing. The Contractor shall be deemed to have assessed site constraints, including working at height and restricted access, and shall include all such considerations in the quoted rates. Quantities shall be verified prior to execution, and variations shall be reported for approval. Rates shall be supported by detailed rate analysis and shall remain binding. All works shall comply with specifications and the Engineer’s instructions.. Additional labor shall be deployed where required for height or restricted access, and all works shall be completed in accordance with specifications and the Engineer’s instructions.
18 | CH-07: S.no 07-05-a-02 | BRICK MASONRY IN SUPERSTRUCTURE (GROUND FLOOR) Laying first-class brick masonry in superstructure at ground floor level in cement sand mortar (1:3), including proper bonding, alignment, scaffolding, joint finishing, and curing, complete in all respects. | Per Cft | 117.375
19 | CH-07: S.no 07-06-a | EXTRA FOR BRICK MASONRY AT HEIGHT / RESTRICTED ACCESS AREAS Executing brick masonry work at first floor level or in areas where on-site stacking of bricks is not feasible, requiring additional labor for lifting, handling, and direct conveying/throwing of bricks from natural surface level (NSL) to working level/roof during execution, including scaffolding and all associated operations, complete in all respects in accordance with specifications and Engineer’s instructions. | Per Cft | 117.375
1-F- ROOFING WORKS (SCH Items)
General Note: The Contractor shall be deemed to have fully assessed all roof conditions, access limitations, slopes, drainage requirements, and working at height. The quoted rates shall include all necessary arrangements, safety measures, and workmanship required to ensure watertightness and durability. Quantities shall be verified prior to execution, and any variation shall be reported to the Engineer. Rates shall be supported by detailed rate analysis and shall remain binding. No claim shall be admissible for foreseeable site conditions. All works shall be executed in accordance with the Contract and Engineer’s instructions.
20 | CH-09: S.no 09-13 | BITUMEN COATING ON ROOF Applying two coats of hot bitumen at the specified rate (34 lbs. for %sft over the roof) over a prepared roof surface, including surface cleaning and sand blinding to achieve a uniform waterproofing layer, complete in all respects as per specifications. | Per Sft | 1395
21 | CH-09: S.no 09-16 | KHURAS ON ROOF (TOP) Forming a khuras on the roof of size 2' × 2' × 6", including proper shaping, finishing, and slope to facilitate drainage, complete in all respects. | Per Nos | 4
22 | CH-09: S.no 09-17 | BOTTOM KHURAS (DRAIN OUTLETS) Constructing bottom khuras in brick masonry in cement sand mortar (One Part of Cement and Six Part of Sand) over 3" thick PCC (1:4:8), including proper slope, finishing, and drainage arrangement, complete in all respects. | Per Nos | 4
1-G- FLOORING WORKS (SCH Items)
General Note: The Contractor shall be deemed to have assessed existing floor conditions, levels, sub-base integrity, and access constraints prior to quoting rates. Any condition observed on site which, in the Contractor’s professional judgment, may improve the quality, durability, or performance of the works shall be promptly reported in writing to the Engineer for review and instruction prior to execution. All flooring works, including sand filling, brick paving, concrete topping, marble works, and polishing shall be executed with proper preparation, alignment, levels, jointing, and finishing to achieve the specified standards, complete in accordance with the Contract, specifications, and Engineer’s instructions, with no additional claims admissible for reasonably foreseeable conditions.
23 | CH-10: S.no 10-26-c-ii | MARBLE FLOORING Laying ¾" thick fine-dressed Sunny White marble flooring (Max Size 24" × 24" in white cement slurry, including cutting, jointing, and finishing, complete in all respects. | Per Sft | 1031
24 | CH-10: S.no 10-45-c-ii | MARBLE DADO / SKIRTING Fixing marble dado/skirting (Sunny White marble 24" X 6" ), including cutting, fixing in white cement, joint finishing, and complete in all respects. | Per Sft | 91
25 | CH-10: S.no 10-64 | CHEMICAL POLISHING OF MARBLE Carrying out chemical polishing of marble flooring/dado surfaces, including cleaning, grinding, polishing, and finishing to achieve a smooth and glossy surface, complete in all respects. | Per Sft | 1122
1-H- SURFACE RENDERING (SCH Items)
General Note: The Contractor is expected to collaboratively review and assess all existing surface conditions, access limitations, and execution requirements in coordination with the Engineer prior to commencement, and to plan the works accordingly. All substrates shall be properly prepared, cleaned, roughened, and brought to saturated surface dry (SSD) condition to ensure adequate bonding and performance. Plastering, pointing, and finishing works shall be executed with precision to achieve true line, level, plumb, and durable finish, supported by proper curing practices. Works in height or restricted access areas shall be managed through suitable arrangements and skilled workmanship. All specified admixtures shall be jointly verified at site with the Engineer or authorized representative, including review of purchase invoices to confirm conformity and dosage, with strict adherence particularly in ferrocement overlay works where no deviation is acceptable. The Contractor shall proactively highlight any condition that may enhance performance or quality, and all works shall be carried out in accordance with the Contract, specifications, and Engineer’s instructions, ensuring a coordinated and quality-driven execution.
26 | CH-11: S.no 11-20-a | PRIMER UNDER WALL PUTTY & DISTEMPER Apply a primer coat under Wall Putty & distemper on prepared surfaces, including necessary surface preparation, complete in all respects. | Per Sft | 5461.32
27 | CH-11: S.no 11-20-b | WALL PUTTY APPLICATION Applying wall putty of 2 mm thickness over plastered surfaces to achieve a smooth and even finish, including surface preparation, complete in all respects. | Per Sft | 5034.65
1-I- WOOD WORK (SCH Items)
28 | CH-12: S.no 12-48-a | DOOR FIXING WITH CHOWKAT Fixing doors, including chowkats in position, ensuring proper alignment, anchorage, and operation, complete in all respects in accordance with specifications and the Engineer’s instructions. | Per Nos | 2
29 | CH-12: S.no 12-48-b | WINDOW FIXING WITH CHOWKAT Fixing windows, including chowkats in position, including proper alignment, anchorage, and smooth operation, complete in all respects. | Per Nos | 13
30 | CH-12: S.no 12-70-a | MS SHEET BOX TYPE CHOWKAT FOR DOOR & WINDOWS Fabricating and fixing MS sheet box-type chowkats (16 gauge, 10" × 2"), including holdfasts, hinges, fixing in masonry, alignment, and finishing, complete in all respects as per the drawing or site requirement | Per Rft | 271
1-J- PAINTING WORKS (SCH Items)
31 | CH-13: S.no 13-03-c-01 | PRIMER COAT ON DOORS & WINDOWS (NEW SURFACE) Preparing new surfaces of doors and windows and applying priming coat, including cleaning, smoothing, and surface preparation, complete in all respects. | Per Sft | 1384.3333
32 | CH-13: S.no 13-22-a | EMULSION PAINT(INSIDE WALLS / ROOF SLAB) – FIRST COAT Preparing surfaces and applying the first coat of emulsion paint, including surface preparation and uniform application, complete in all respects. | Per Sft | 2712.5
33 | CH-13: S.no 13-22-b | EMULSION PAINT – SUBSEQUENT COATS Applying second and subsequent coats of emulsion paint to achieve the required finish, shade, and coverage, complete in all respects. | Per Sft | 2950.5
34 | CH-13: S.no 13-25-a | SNOWCEM / WEATHER SHIELD(OUT SIDE) – FIRST COAT Preparing external surfaces and applying the first coat of Snowcem/Weather Shield paint, including cleaning and surface preparation, complete in all respects. | Per Sft | 2444.365
35 | CH-13: S.no 13-25-b | SNOWCEM / WEATHER SHIELD – SUBSEQUENT COATS Applying second and subsequent coats of Snowcem/Weather Shield paint to external surfaces to achieve a uniform finish and durability, complete in all respects. | Per Sft | 2444.365
1-K- IRON WORK (SCH Items)
General Note: All iron works shall be accurately fabricated and fully welded at all joints in accordance with recognized standards such as ISO 9606 and AWS D1.1 (or equivalent ASTM standards), using approved electrodes( J38-12/E6013). All steel surfaces shall be properly prepared, and no painting shall be carried out without prior application of red oxide primer; all welded areas shall receive two coats of primer. The Contractor shall ensure proper alignment, fixing, and performance of all items, and shall be deemed to have allowed for all associated fabrication and installation requirements, complete in accordance with specifications and Engineer’s instructions.
36 | CH-25: S.no 25-40 | STEEL GLAZED WINDOW WITH GLASS Fabricating, and fixing openable steel glazed window panels manufactured from L-section pipe (1½" × 1" × 18 gauge) and T-section pipe (2" × 1" × 18 gauge), including all necessary ironmongery (handles, locks, hinges, etc.), and providing, supplying, cutting, and fixing 5 mm thick plain glass, secured with approved aluminum glazing strips and sealed with silicone sealant to ensure proper fixing, airtightness, and watertightness, including all fittings, accessories, welding, cutting, handling, installation, and finishing, complete in all respects as per specifications and Engineer’s instructions. | Per Sft | 156
37 | CH-25: S.no 25-38 | GI WIRE GAUZE FIXING (SAFETY GRILL & MOSQUITO NET) Providing, fabricating, and fixing GI wire gauze of 24 SWG (12 × 12 mesh per sq. in.) within a frame made of ½" × ½" square steel pipe of 16 gauge, as per approved drawings, and fixing to steel windows, doors, ventilators, etc., including cutting, welding, fixing, and all necessary accessories, excluding cost of red oxide primer and painting, complete in all respects as per specifications and Engineer’s instructions. | Per Sft | 312
Total Amount SCH Items PKR
2-A- DISMANTLING WORKS (NON-SCH Items)
General Note: All dismantled materials shall be duly recorded and handed over to the School Authority through an approved Asset Transfer Form for proper documentation. The Contractor shall not reuse, dispose of, or otherwise utilize any dismantled materials without prior written approval of the Engineer, complete in all respects in accordance with the Contract and specifications..
1 | DISM N.S.I -01 | REMOVAL OF DOORS / WINDOWS / CHOWKATS Dismantling and removal of existing doors, windows, and chowkats, including careful detachment, stacking of serviceable components, and making good disturbed surfaces, complete in all respects. | Per Nos | 15
2 | DISM N.S.I -02 | REMOVAL OF SANITARY FIXTURES Dismantling and removal of existing WC, bib cock, tee cock, flush tank, water tank, and associated fittings, including disconnection and handover the removed material to the complete in all respects. | Per Nos | 2
3 | DISM N.S.I -03 | CONTROLLED PLASTER REMOVAL (HILTI METHOD) Dismantling and removal of plaster from both sides up to 20 ft height using controlled mechanical means (Hilti or equivalent), ensuring no damage to underlying masonry, complete in all respects. | Per Sft | 1980.99
4 | DISM N.S.I -04 | GRINDING OF POINTING / SURFACE PREPARATION Grinding of cement pointing joints using mechanical tools to remove paint, coatings, and contaminants, to prepare surface for new plaster application, complete in all respects. | Per Sft | 1588.75
5 | DISM N.S.I -05 | REMOVAL OF MUD/CLAY ROOF TOP LAYER ( 6"-9") USED FOR INSULATION Dismantling and removal of existing mud/clay roofing layer, including scraping, cleaning, handling, and ensuring protection of underlying structure, complete in all respects. | Per Cft | 1395
2-C- CONCRETE WORKS (NON-SCH Items)
General Note: Prior to commencement of any concrete works, the Contractor shall estimate the required quantities of cement, sand, crushed aggregate, and admixtures (where specified) and ensure their delivery at site at least one day in advance, with quantities duly verified and confirmed with the authorized representative of the School Authority for quality assurance. Where mechanical mixing is not feasible due to limited quantities or site constraints, concrete shall be hand-mixed with a minimum of three (3) dry mixes followed by three (3) wet mixes to achieve proper uniformity; thereafter, the concrete shall be placed with a consistent and controlled slump to ensure the required design strength is attained. Clear cover to reinforcement in all structural members shall be strictly maintained as per drawings and specifications, and upon completion of placement, approved curing compound shall be applied to all concrete surfaces to ensure adequate curing where conventional methods are not practicable, all in accordance with specifications and Engineer’s instructions.
6 | CONCRETE N.S.I -06 | TESTING OF MATERIAL Sampling, casting, curing, and testing of concrete or any other materials included in this BOQ or scope of work shall be carried out. This includes preparation of specimens for 28-day compressive strength testing, along with complete reporting and verification of compliance in all respects. | Job | 1
2-E- ROOFING WORKS (NON-SCH Items)
General Note: The Contractor shall be deemed to have fully assessed all roof conditions, access limitations, working at height, slopes, drainage requirements, and material handling constraints, and to have allowed for all associated and foreseeable unforeseen conditions within the quoted rates. All roofing works shall be executed with proper surface preparation, alignment, safety measures, and workmanship to ensure watertightness and durability, complete in accordance with the Contract, specifications, and Engineer’s instructions, with no additional claims admissible on account of such conditions.
7 | ROOFING N.S.I -07 | SURFACE PREPARATION FOR ROOF INSULATION Cleaning of the roof surface by removing all dust, debris, vegetation, soil layers, oil/grease, and loose materials to achieve a sound and dry substrate, ready for application of primer coat of cold bitumen, complete as per specifications and the Engineer’s instructions. | Per Sft | 1395
8 | ROOFING N.S.I -08 | PRIMER COATING USING COLD BITUMEN FOR ROOF INSULATION Providing and applying two coats of approved cold-applied bitumen on a prepared surface after chemical treatment, ensuring uniform and continuous coverage prior to application of hot bitumen, complete as per specifications and the Engineer’s instructions. | Per Sft | 1395
9 | ROOFING N.S.I -09 | POLYTHENE SHEET (500 GAUGE) FOR ROOF INSULATION Supplying and laying 500-gauge polythene sheet of approved quality with minimum width of 16 ft, including 2 ft overlap at joints, sealed with warm bitumen to ensure watertight continuity, complete as per specifications and Engineer’s instructions. | Per Sft | 1534.5
10 | ROOFING N.S.I -10 | PCC PROTECTIVE LAYER WITH ADMIXTURE FOR ROOF INSULATION Providing and laying 2-inch (50 mm) thick PCC (1:1/2:3) using 1.5-inch thick marble Pati for paneling (maximum panel size 6 ft × 4 ft), incorporating Sika® Fabric-50 and Sika Latex® SBR in proportion as per manufacturer’s recommendations, including finishing, curing, and all incidental works, complete as per specifications and Engineer’s instructions. | Per Sft | 1395
11 | ROOFING N.S.I -11 | CONCRETE GOLA AT PARAPET FOR ROOF INSULATION Providing and forming 6" × 6" concrete Gola (fillet) at the junction of roof slab and parapet wall after completion of the PCC 1:2:4 protective layer, using cement concrete/mortar of approved mix, including surface preparation, proper shaping, compaction, and finishing to achieve a smooth, watertight profile to prevent water ingress during rainfall, complete as per specifications and the Engineer’s instructions. | Per Sft | 76.5
2-F- FLOORING WORKS (NON-SCH Items)
12 | FLOORING N.S.I -12 | PORCELAIN TILES Providing and fixing white-color porcelain tiles (Shabbir Tiles, Master Tiles, or Oreal Tiles or equivalent approved) of sizes not less than 12" × 12" for floors and 10" × 12" for walls, laid with minimum 1 mm joint spacing using spacers, fixed with cementitious tile adhesive. Joints shall be finished with ready-made, matching tile grout/filler, including complete installation for bathroom tiling, all in accordance with specifications and to the satisfaction of the Engineer | Per Sft | 310
2-G- SURFACE RENDERING (NON-SCH Items)
13 | SURFACE-REN N.S.I -13 | FLOATING COAT WITH SBR Applying a floating coat of cement 1/32" thick, including Sika Latex prior to the application of Cement sand plastering on the old surface/wall/ slab | Per Sft | 3699.785
14 | SURFACE-REN N.S.I -14 | FERROCEMENT OVERLAY (2 LAYERS) Providing and applying ferrocement plaster comprising cement-sand mortar in the ratio of (1:3) executed in two layers of 20 mm (¾") thickness each, on new and/or existing surfaces up to a height of 20 ft. The first layer of plaster shall be applied to fully embed the galvanized mesh, fill the gap between the mesh and substrate, and accommodate surface irregularities. After an interval of approximately 24 hours, the second layer shall be applied to achieve a smooth, dense, and uniform finish true to line, level, and plumb. Prior to application, the substrate shall be thoroughly cleaned, roughened where required, and pre-wetted to achieve a saturated surface dry (SSD) condition. A neat cement slurry (cement, water, and Sika latex) In item No Above shall be applied as a bonding coat immediately before placement of the mortar. The mortar shall be well mixed and applied over the prepared and chipped surface, ensuring full encapsulation of the mesh. Curing shall be carried out continuously for a minimum period of three (3) days after completion of plastering to ensure proper strength development and durability. | Per Sft | 7399.57
15 | SURFACE-REN N.S.I -15 | SYNTHETIC ENAMEL PAINT Providing and applying synthetic enamel paint of approved quality and specified color on new or existing surfaces of walls, doors, and windows, to achieve a uniform and even finish, complete in all respects as per specifications and Engineer’s instructions. | Per Sft | 1907.8333
16 | SURFACE-REN N.S.I -16 | GI WIRE MESH FIXING (FERROCEMENT) Providing, supplying, cutting, and fixing hot-dipped galvanized welded wire mesh of ¾" × ¾" or 1" × 1" square grid, made of 0.065" diameter wires, having minimum tensile strength as specified, supplied in rolls of approximately 50 ft length and 5 to 6 ft width to minimize wastage. The mesh shall be properly cut to the required sizes and fixed on masonry wall surfaces with adequate overlap (minimum 3") at joints to ensure continuity. The work shall include drilling holes in header brick masonry (avoiding mortar joints), inserting compatible plastic expansion plugs, and fixing the mesh using a minimum 1.5" long No.10 screws with MS Steel Spacer between mesh and brick wall and MS steel washers (1 to 1.5 /16" thick and 1" to 1.5" diameter conforming to ASTM A36) at spacing not exceeding 12" c/c in staggered pattern. Spacers/washers shall be used to maintain a gap between the mesh and wall surface to ensure proper embedment during plastering. All fixing shall be done tightly to avoid wrinkles or looseness in the mesh, including additional fasteners where required. The mesh shall be properly aligned, tensioned, and secured prior to application of plaster, complete in all respects as per technical specifications and Engineer’s instructions. | Per Sft | 6582.5
17 | SURFACE-REN N.S.I -17 | CHEMICAL ANCHORING (SPIT EPOXY) Drilling, cleaning, and fixing reinforcement bars/anchor bolts using an approved chemical anchoring system (Spit Epoxy or equivalent) in concrete or masonry, including drilling of holes of required diameter and depth, thorough cleaning by air blowing and brushing, injection of epoxy resin, and insertion of steel bars/threaded rods to the specified embedment depth. The work shall include proper alignment, curing time as per the manufacturer’s recommendations, and testing where required to ensure full bond strength. All materials, tools, equipment, and workmanship shall be included, complete in all respects as per specifications and the Engineer’s instructions. | Per Anchor | 84
18 | SURFACE-REN N.S.I -18 | WHITE BOARD Providing, supplying, and fixing a whiteboard of size 4 ft × 8 ft, comprising a 1 mm-thick white laminated sheet bonded with approved adhesive over 6 mm thick PVC foam board, framed with ½" × 1" L-section steel pipe of 18 gauge. The board shall be securely fixed to the wall using 4 Nos. anchor bolts with washers, including all necessary accessories, alignment, and proper installation, excluding cost of red oxide primer and painting, complete in all respects as per specifications and the Engineer’s instructions. | Per Nos | 2
19 | SURFACE-REN N.S.I -19 | HOLES FOR CONNECTORS: Drilling holes through masonry walls of thickness ranging from 4½" to 18½", with hole diameters varying from ½" to ¾" and to the required depth for insertion of specified connectors/ties, including cleaning of holes and provision for anchorage using approved chemical anchoring system (Spit Epoxy or equivalent) as per specifications; cost of chemical anchoring compound (Spit Epoxy) shall be measured and paid separately, complete in all respects as per specifications and Engineer’s instructions. | Per Hole | 1735
2-H- IRON WORK (NON-SCH Items)
General Note: All iron works shall be accurately fabricated and fully welded at all joints in accordance with recognized standards such as ISO 9606 and AWS D1.1 (or equivalent ASTM standards), using approved electrodes( J38-12/E6013). All steel surfaces shall be properly prepared, and no painting shall be carried out without prior application of red oxide primer; all welded areas shall receive two coats of primer. The Contractor shall ensure proper alignment, fixing, and performance of all items, and shall be deemed to have allowed for all associated fabrication and installation requirements, complete in accordance with specifications and Engineer’s instructions.
20 | IRON-WORK N.S.I -20 | STEEL DOOR Providing, fabricating, and fixing steel door comprising frame made from 1" × 2" steel pipe of 16 gauge, including square pipe at lock rail and horizontal/vertical members above and below lock rail, clad with 18 SWG pressed steel sheet, complete with all necessary ironmongery (hinges, handles, lock, tower bolt, etc.), including welding, fixing, and finishing, excluding cost of red oxide primer and paint, complete in all respects as per specifications and Engineer’s instructions. | Per Sft | 56
21 | IRON-WORK N.S.I -21 | TOWER BOLTS Providing and fixing 6" long brass-cladded tower bolts of approved quality, including all necessary screws, accessories, and proper fixing to doors/windows, complete in all respects as per specifications and Engineer’s instructions. | Per Nos | 4
22 | IRON-WORK N.S.I -22 | HANDLE LOCKS Providing and fixing 15" long handle locks (inside and outside of double leaf door) of approved quality, including all necessary fittings, accessories, and proper installation, complete in all respects as per specifications and the Engineer’s instructions. | Per Nos | 13
23 | IRON-WORK N.S.I -23 | HEAVY DUTY HINGES Providing and fixing 3"–4" steel hinges of approved quality, installed at the rate of 3 Nos. per door leaf and 2 Nos. per window panel leaf, including screws, alignment, and proper fixing, complete in all respects as per specifications and the Engineer’s instructions. | Per Nos | 45
24 | IRON-WORK N.S.I -24 | VENTILATOR LATCHES Providing and fixing ventilator latches of approved quality, including all necessary fittings, accessories, and proper installation, complete in all respects as per specifications and the Engineer’s instructions. | Per Nos | 13
25 | IRON-WORK N.S.I -25 | VENTILATOR CASEMENT LIMITERS Providing and fixing ventilator casement limiters (one at each side) of approved quality, including all necessary fittings, accessories, and proper fixing, complete in all respects as per specifications and the Engineer’s instructions. | Per Nos | 13
26 | IRON-WORK N.S.I -26 | SAFETY HANDLES (DOORS) Providing, fabricating, and fixing heavy-duty safety handles made from 1½" × 1½" × ¼" (2/8") angle iron with chamfered corners to eliminate sharp edges, of 4"–6" size, including drilling, necessary screws of matching metal, fixing, and all accessories, excluding cost of red oxide primer and painting, complete in all respects as per specifications and Engineer’s instructions; 4 Nos. per double-leaf door. | Per Nos | 2
27 | IRON-WORK N.S.I -27 | STEEL ALMARI Dismantling and removal of existing damaged wooden/steel almirah/wardrobe and providing, fabricating, and fixing new steel almirah of approximate size 4 ft × 4 ft × 1 ft, fabricated from MS sections. The front shutter shall be constructed with 1" × 1" × 1/8" angle iron frame, clad with 20 gauge plain MS sheet fixed with rivets. Internal shelves shall be formed using angle iron framing and MS sheet of same specification. The item shall include all necessary ironmongery such as handle, lock, hinges, and fittings, including fabrication, assembling, fixing in position, and all incidental works, excluding cost of red oxide primer and painting, complete in all respects as per specifications and Engineer’s instructions. | Per Nos | 2
Total Amount NON-SCH Items PKR.
Total Amount SCH items + NON-SCH Items PKR.

## 03(a)-M.S Civil Work (hidden)
Backup Calculation / Detail Estimate Sheet of Civil Work |  | Rehabilitation & Retrofitting Works School GGPS Karakar (EMIS-39155), District Swat Khyber Pakhtunkhwa
Code | Activities | No | Lenght | Width | Height | Quantity | Unit
1-A | DISMANTLING/REMOVING WORKS (SCH Items) | [5 empty] | cft | 1.5%Steel | Deductions (Inside) | No | W | H
[8 empty] | 1%Steel | D1 (4'X8') 2 Nos x Double side | 2 | 4 | 8
[8 empty] | 2%Steel | D2 (2.5'X7') | 2 | 2.5 | 7
[8 empty] | Cft | W1 (4'X6') | 13 | 4 | 6
[8 empty] | Ft | V1 (4'X2') | 2 | 4 | 2
Job
1-A | DISMANTLING/REMOVING WORKS (SCH Items) | [5 empty] | cft | 1%Steel
1 | PCC (1:4:8) DISMANTLING Dismantling of plain cement concrete (1:4:8), including breaking by manual/mechanical means, ensuring protection of underlying and adjacent structures, complete as per specifications. | [6 empty] | 2%Steel
Cft
a | INside Wall | [6 empty] | Ft
| Grid A1-A2 | 1 | 16 | 0.75 | 0.25 | 3
| Grid A2-A3 | 1 | 25 | 0.75 | 0.25 | 4.6875
| Grid B2-B3 | 1 | 25 | 0.75 | 0.25 | 4.6875
| Grid C1-C2 | 1 | 16 | 0.75 | 0.25 | 3
| Grid A1-C1 | 1 | 25 | 0.75 | 0.25 | 4.6875
| Grid A2-C2 | 1 | 25 | 0.75 | 0.25 | 4.6875
| Grid A2-B2 | 1 | 16 | 0.75 | 0.25 | 3
| Grid A3-B3 | 1 | 16 | 0.75 | 0.25 | 3
b | Outside Walls
| Grid A1-A3 | 1 | 43.25 | 0.75 | 1 | 32.4375
| Grid A1-C1 | 1 | 25 | 0.75 | 1 | 18.75
| Grid C1-C2 | 1 | 16 | 0.75 | 1 | 12
| Grid A3-B3 | 1 | 16 | 0.75 | 1 | 12
| Grid B2-C2 | 1 | 9 | 0.75 | 1 | 6.75
| Grid B2-B3 | 1 | 25 | 0.75 | 1 | 18.75
c | Columns
| Column1 Sec 1-1(10"X15") | 2 | 6.17 | 1 | 1 | 12.34
| Column2 Sec 1-1(15"X15") | 1 | 7 | 1 | 1 | 7
Dismantling of Bath Room Floor for Installation of New P-Trap and Multi Trap for drainage
| Bath Room | 2 | 5 | 6 | 0.75 | 45
| Sever line | 1 | 20 | 1 | 1 | 20
|  |  |  | Total Qty |  | 215.7775 | cft
|  |  |  | Additional Qty @ 5% |  | 0 | cft
|  |  |  | Grand Total |  | 215.7775 | cft
1-A | DISMANTLING/REMOVING WORKS (SCH Items) | [5 empty] | cft | 1%Steel
2 | PCC (1:2:4) DISMANTLING Dismantling of plain cement concrete (1:2:4), including controlled breaking, removal, handling, and carried out without damaging adjoining works, complete in all respects. | [6 empty] | 2%Steel
Cft
a | This Qty may be utilized where required or adopted as a base rate for any extra work, if instructed by the Engineer. | 1 | 30 | 46 | 0.041667 | 57.5 |  | Ft
Job
lbs
|  |  |  | Total Qty |  | 57.5 | cft
|  |  |  | Additional Qty @ 5% |  | 0 | cft
|  |  |  | Grand Total |  | 57.5 | cft
1-A | DISMANTLING/REMOVING WORKS (SCH Items) | [5 empty] | sft | 1%Steel
3 | PAINT / DISTEMPER REMOVAL (SCRAPING) Scraping and removal of existing distemper, oil bound distemper, or paint from wall surfaces to expose a sound substrate, including cleaning and preparation for subsequent finishes, complete in all respects. | [6 empty] | 2%Steel
Cft
a | Rooms | [6 empty] | Ft
| Roof Ceiling of Rooms | 2 | 25 |  | 16 | 800 |  | Job
| Roof Ceiling of Verabdah, | 1 | 25.75 |  | 9 | 231.75 |  | lbs
| Roof Beams | 6 | 16 |  | 2 | 192 |  | M
| Roof Ceiling of Chajja | 1 | 146 |  | 2 | 292 |  | M2
M3
b | Toilet Block
| Out side Wall of bath | 1 | 34.75 |  | 10 | 347.5
| Chajja of Toilet Block | 1 | 37.75 |  | 9 | 339.75
| Inside Wall above Tile level | 2 | 16.5 |  | 3 | 99 |  | No
| Inside Ceiling | 2 | 5 |  | 6 | 60 |  | Sft
|  |  |  | Total Qty |  | 2362 | sft
|  |  |  | Additional Qty @ 5% |  | 0 | sft
|  |  |  | Grand Total |  | 2362 | sft
1-A | DISMANTLING/REMOVING WORKS (SCH Items) | [5 empty] | Point | 1%Steel
4 | ELECTRICAL POINTS DISMANTLING Dismantling of light, fan, and call bell points, including removal of casing, capping, wiring, and accessories. All dismantled materials shall be duly recorded and handed over to the School Authority through an approved Asset Transfer Form for proper documentation. The Contractor shall not reuse, dispose of, or otherwise utilize any dismantled materials without prior written approval of the Engineer, complete in all respects in accordance with the Contract and specifications.. | [6 empty] | 2%Steel
Cft
a | Ceiling Fan | 8 |  |  |  | 8 |  | Ft
b | Tube Lights | 8 |  |  |  | 8 |  | Job
c | Bulbs | 10 |  |  |  | 10 |  | lbs
d | Switch Board | 5 |  |  |  | 5 |  | M
M2
M3
No
|  |  |  | Total Qty |  | 31 | Point
|  |  |  | Additional Qty @ 5% |  | 0 | Point
|  |  |  | Grand Total |  | 31 | Point
1-A | DISMANTLING/REMOVING WORKS (SCH Items) | [5 empty] | Point | 1%Steel
5 | PLUG POINT DISMANTLING Dismantling of plug points, including removal of fittings, wiring, and accessories, and making good damaged surfaces of building works, complete as per the Engineer’s instructions. All dismantled materials shall be duly recorded and handed over to the School Authority through an approved Asset Transfer Form for proper documentation. The Contractor shall not reuse, dispose of, or otherwise utilize any dismantled materials without prior written approval of the Engineer, complete in all respects in accordance with the Contract and specifications.. | [6 empty] | 2%Steel
Cft
a | Light Plug | 2 |  |  |  | 2 |  | Ft
Job
lbs
M
M2
|  |  |  | Total Qty |  | 2 | Point
|  |  |  | Additional Qty @ 5% |  | 0 | Point
|  |  |  | Grand Total |  | 2 | Point
1-A | DISMANTLING/REMOVING WORKS (SCH Items) | [5 empty] | ft | 1%Steel
6 | SURFACE CONDUIT / WIRING DISMANTLING Dismantling of GI/MS conduit, flexible conduit, PVC pipes, Recessed in wall or surface wiring of all sizes, including removal of supports, fixtures, and accessories. All dismantled materials shall be duly recorded and handed over to the School Authority through an approved Asset Transfer Form for proper documentation. The Contractor shall not reuse, dispose of, or otherwise utilize any dismantled materials without prior written approval of the Engineer, complete in all respects in accordance with the Contract and specifications.. | [6 empty] | 2%Steel
Cft
a | Ceiling Fan | 8 | 16 |  |  | 128 |  | Ft
b | Tube Lights | 2 | 16 |  |  | 32 |  | Job
c | Bulbs | 10 | 7 |  |  | 70 |  | lbs
d | Switch Board | 5 | 7 |  |  | 35 |  | M
M2
M3
No
Sft
|  |  |  | Total Qty |  | 265 | ft
|  |  |  | Additional Qty @ 5% |  | 0 | ft
|  |  |  | Grand Total |  | 265 | ft
1-B | 1-B- CARRAGE OF CONSTRUCTION MATERIAL (SCH Items) | [5 empty] | Trip | 1%Steel
7 | TRACTOR TROLLEY HIRE (LEAD 10–20 KM) Providing a tractor with a trolley of 100cft for transportation of materials, including loading, unloading, and haulage for a lead of 10–20 km, complete in all respects as per specifications and the Engineer’s instructions. | [6 empty] | 2%Steel
Cft
a | Estimated Trips of Cement, Steel, Sand , Crush & Bricks Only | 1 | 4 |  |  | 4 |  | Ft
Job
b | Disposal of Surplus Excavated Material | 1 | 0.80757 |  |  | 0.80757 |  | lbs
M
M2
M3
|  |  |  | Total Qty |  | 4.8076 | Trip
|  |  |  | Additional Qty @ 5% |  | 0 | Trip
|  |  |  | Grand Total |  | 5 | Trip
1-C | 1-C- EARTH WORK (EXCAVATION & EMBANKMENT) (SCH Items) | [5 empty] | cft | 1%Steel
8 | EARTH EXCAVATION (GRAVEL/SHINGLE/SOFT/MEDIUM SOIL) Excavation in gravel/shingle manual or mechanical for construction of all types of structures including open drains, sewerage pipelines, septic tanks, manholes, and retaining structures, comprising setting out, excavation to required lines and levels, where required, dewatering as necessary, and complete in all respects in accordance with specifications and Engineer’s instructions. | [6 empty] | 2%Steel
Cft
a | INside Wall | [6 empty] | Ft
| Grid A1-A2 | 1 | 16 | 0.75 | 0.25 | 3 |  | Job
| Grid A2-A3 | 1 | 25 | 0.75 | 0.25 | 4.6875 |  | lbs
| Grid B2-B3 | 1 | 25 | 0.75 | 0.25 | 4.6875 |  | M
| Grid C1-C2 | 1 | 16 | 0.75 | 0.25 | 3 |  | M2
| Grid A1-C1 | 1 | 25 | 0.75 | 0.25 | 4.6875 |  | M3
| Grid A2-C2 | 1 | 25 | 0.75 | 0.25 | 4.6875 |  | No
| Grid A2-B2 | 1 | 16 | 0.75 | 0.25 | 3 |  | Sft
| Grid A3-B3 | 1 | 16 | 0.75 | 0.25 | 3
b | Outside Walls
| Grid A1-A3 | 1 | 43.25 | 0.75 | 0.25 | 8.1094
| Grid A1-C1 | 1 | 25 | 0.75 | 0.25 | 4.6875
| Grid C1-C2 | 1 | 16 | 0.75 | 0.25 | 3
| Grid A3-B3 | 1 | 16 | 0.75 | 0.25 | 3
| Grid B2-C2 | 1 | 9 | 0.75 | 0.25 | 1.6875
| Grid B2-B3 | 1 | 25 | 0.75 | 0.25 | 4.6875
c | Columns
| Column1 Sec 1-1(10"X15") | 2 | 6.17 | 1 | 0.25 | 3.085
| Column2 Sec 1-1(15"X15") | 1 | 7 | 1 | 0.25 | 1.75
Dismantling of Bath Room Floor for Installation of New P-Trap and Multi Trap for drainage
| Bath Room | 2 | 5 | 6 | 0.25 | 15
| Sever line | 1 | 20 | 1 | 0.25 | 5
|  |  |  | Total Qty |  | 80.7569 | cft
|  |  |  | Additional Qty @ 5% |  | 0 | cft
|  |  |  | Grand Total |  | 80.7569 | cft
1-C | 1-C- EARTH WORK (EXCAVATION & EMBANKMENT) (SCH Items) | [5 empty] | cft | 1%Steel
9 | REHANDLING OF EARTHWORK Rehandling of excavated earth within a lead of 25 m or within site premises, including loading, shifting, unloading, and stacking, is complete in all respects. | [6 empty] | 2%Steel
Cft
a | Surplus usable material shall be shifted within the school premises or as directed by the school administration / teacher-in-charge. | 1 | 80.7569 |  |  | 80.7569 |  | Ft
Job
lbs
M
M2
M3
|  |  |  | Total Qty |  | 80.7569 | cft
|  |  |  | Additional Qty @ 5% |  | 0 | cft
|  |  |  | Grand Total |  | 80.7569 | cft
1-D | 1-D- CONCRETE WORKS (SCH Items) | [5 empty] | cft | 1%Steel
10 | Plain Cement Concrete (1:2:4) In-situ mixing, placing, compaction, finishing, and curing of plain cement concrete (One Part of Cement, Two Parts of green & free from clay lumps Sand, and Four Parts of blasted crushed aggregate ) in position, including provision of all materials, labor, plant, and equipment, complete in all respects in accordance with specifications and Engineer’s instructions. | [6 empty] | 2%Steel
Cft
a | INside Wall | [6 empty] | Ft
| Grid A1-A2 | 1 | 16 | 0.75 | 0.5 | 6 |  | Job
| Grid A2-A3 | 1 | 25 | 0.75 | 0.5 | 9.375 |  | lbs
| Grid B2-B3 | 1 | 25 | 0.75 | 0.5 | 9.375 |  | M
| Grid C1-C2 | 1 | 16 | 0.75 | 0.5 | 6 |  | M2
| Grid A1-C1 | 1 | 25 | 0.75 | 0.5 | 9.375 |  | M3
| Grid A2-C2 | 1 | 25 | 0.75 | 0.5 | 9.375 |  | No
| Grid A2-B2 | 1 | 16 | 0.75 | 0.5 | 6 |  | Sft
| Grid A3-B3 | 1 | 16 | 0.75 | 0.5 | 6
b | Outside Walls
| Grid A1-A3 | 1 | 43.25 | 0.75 | 0.5 | 16.2188
| Grid A1-C1 | 1 | 25 | 0.75 | 0.5 | 9.375
| Grid C1-C2 | 1 | 16 | 0.75 | 0.5 | 6
| Grid A3-B3 | 1 | 16 | 0.75 | 0.5 | 6
| Grid B2-C2 | 1 | 9 | 0.75 | 0.5 | 3.375
| Grid B2-B3 | 1 | 25 | 0.75 | 0.5 | 9.375
PCC in Bath Room Floor for Installation of New P-Trap and Multi Trap for drainage
| Bath Room | 2 | 5 | 6 | 0.5 | 30
|  |  |  | Total Qty |  | 141.8438 | cft
|  |  |  | Additional Qty @ 5% |  | 0 | cft
|  |  |  | Grand Total |  | 141.8438 | cft
1-D | 1-D- CONCRETE WORKS (SCH Items) | [5 empty] | cft | 1%Steel
11 | Plain Cement Concrete (1:4:8) In-situ mixing, placing, compaction, finishing, and curing of plain cement concrete (One Part of Cement, Four Parts of green & free from clay lumps Sand, and Eight Parts of blasted crushed aggregate ) in position, including provision of all materials, labor, plant, and equipment, complete in all respects in accordance with specifications and the Engineer’s instructions. | [6 empty] | 2%Steel
Cft
a | INside Wall
| Grid A1-A2 | 1 | 16 | 0.75 | 0.25 | 3
| Grid A2-A3 | 1 | 25 | 0.75 | 0.25 | 4.6875
| Grid B2-B3 | 1 | 25 | 0.75 | 0.25 | 4.6875
| Grid C1-C2 | 1 | 16 | 0.75 | 0.25 | 3
| Grid A1-C1 | 1 | 25 | 0.75 | 0.25 | 4.6875
| Grid A2-C2 | 1 | 25 | 0.75 | 0.25 | 4.6875
| Grid A2-B2 | 1 | 16 | 0.75 | 0.25 | 3
| Grid A3-B3 | 1 | 16 | 0.75 | 0.25 | 3
b | Outside Walls
| Grid A1-A3 | 1 | 43.25 | 0.75 | 0.25 | 8.1094
| Grid A1-C1 | 1 | 25 | 0.75 | 0.25 | 4.6875
| Grid C1-C2 | 1 | 16 | 0.75 | 0.25 | 3
| Grid A3-B3 | 1 | 16 | 0.75 | 0.25 | 3
| Grid B2-C2 | 1 | 9 | 0.75 | 0.25 | 1.6875
| Grid B2-B3 | 1 | 25 | 0.75 | 0.25 | 4.6875
c | Columns
| Column1 Sec 1-1(10"X15") | 2 | 6.17 | 1 | 0.25 | 3.085
| Column2 Sec 1-1(15"X15") | 1 | 7 | 1 | 0.25 | 1.75
PCC in Bath Room Floor for Installation of New P-Trap and Multi Trap for drainage
| Bath Room | 2 | 5 | 6 | 0.25 | 15
| Sever line | 1 | 20 | 1 | 0.25 | 5
|  |  |  | Total Qty |  | 80.7569 | cft
|  |  |  | Additional Qty @ 5% |  | 0 | cft
|  |  |  | Grand Total |  | 80.7569 | cft
1-D | 1-D- CONCRETE WORKS (SCH Items) | [5 empty] | cft | 1%Steel
12 | RCC IN SUPERSTRUCTURE (SLAB/BEAM/COLUMN) In-situ batching, mixing, placing, vibration, compaction, finishing, casting, and curing of reinforced cement concrete (1:1/2:3) in slabs, beams, columns, and other structural members, including all materials, labor, and equipment, complete in all respects in accordance with specifications, structural drawings, and the Engineer’s instructions. | [6 empty] | 2%Steel
Cft
a | Coner # 1 | [6 empty] | Ft
| Out side (2'-9" & 2'-3") x Height | 1 | 5 | 0.33333 | 10.5 | 17.5 |  | Job
| In side (1'-8" & 1'-0") x Height | 1 | 2.6667 | 0.33333 | 13 | 11.5556 |  | lbs
b | Coner # 2 | [6 empty] | M
| Out side (2'-9" & 2'-7") x Height | 1 | 5.33 | 0.33333 | 10.5 | 18.655 |  | M2
| In side (1'-6" & 1'-4") x Height | 1 | 2.83 | 0.33333 | 13 | 12.2633 |  | M3
c | Coner # 3 | [6 empty] | No
| Out side (2'-9" & 2'-3") x Height | 1 | 5 | 0.33333 | 10.5 | 17.5 |  | Sft
| In side (1'-6" & 1'-0") x Height | 1 | 2.5 | 0.33333 | 13 | 10.8333
d | Coner # 4
| Out side (2'-9" & 2'-7") x Height | 1 | 5.33 | 0.33333 | 10.5 | 18.655
| In side (1'-6" & 1'-4") x Height | 1 | 2.83 | 0.33333 | 13 | 12.2633
e | TEE #5
| Out side (4'-6") x Height | 1 | 4.5 | 0.33333 | 10.5 | 15.75
| In side (1'-7" , 2'-7", 1'-7"& 1'-0") x Height | 1 | 6.74 | 0.33333 | 13 | 29.2067
f | TEE #6
| Out side (4'-6") x Height | 1 | 4.5 | 0.33333 | 10.5 | 15.75
| In side (6",6",2'-3" &1') x Height | 1 | 4.33 | 0.33333 | 13 | 18.7633
g | TEE #7
| Out side (3'-9") x Height | 1 | 3.75 | 0.33333 | 10.5 | 13.125
| Inde side (6",6",2'-3" &1') x Height | 1 | 5.33 | 0.33333 | 13 | 23.0967
h | Lintel Beam
| A1-A3 @ 43.25 X 2 Nos (Top & Bottom in the form of C shape Connector) | 2 | 43.25 | 0.33333 | 1 | 28.8333
| A3-B3 @ 16 | 2 | 16 | 0.33333 | 1 | 10.6667
| B2-B3 @ 25 | 2 | 25 | 0.33333 | 1 | 16.6667
| A2-C2 @ 25 | 2 | 25 | 0.33333 | 1 | 16.6667
| C1-C2 @16 | 2 | 16 | 0.33333 | 1 | 10.6667
| A1-C1 @25 | 2 | 25 | 0.33333 | 1 | 16.6667
i | Verandah Columns
| C1 | 2 | 6.17 | 0.25 | 11 | 33.935
| C2 | 1 | 7 | 0.25 | 11 | 19.25
|  |  |  | Total Qty |  | 388.2689 | cft
|  |  |  | Additional Qty @ 5% |  | 0 | cft
|  |  |  | Grand Total |  | 388.2689 | cft
1-D | 1-D- CONCRETE WORKS (SCH Items) | [5 empty] | cft | 1%Steel
13 | RCC IN FOUNDATION / BASE / RETAINING STRUCTURES In-situ batching, mixing, placing, vibration, compaction, finishing, casting, and curing of reinforced cement concrete (1:1/2:3) raft foundations, column bases, retaining walls, and similar elements, including all materials, labor, and equipment, complete in all respects in accordance with specifications, structural drawings, and the Engineer’s instructions. | [6 empty] | 2%Steel
|  | 1 | 5 |  |  | 5 |  | Cft
Ft
Job
lbs
M
M2
M3
No
|  |  |  | Total Qty |  | 5 | cft
|  |  |  | Additional Qty @ 5% |  | 0 | cft
|  |  |  | Grand Total |  | 5 | cft
1-D | 1-D- CONCRETE WORKS (SCH Items) | [5 empty] | Kg | 1%Steel
14 | REINFORCEMENT STEEL (GRADE 60) FOR CONCRETE WORKS At the site, cutting, bending, placing, and fixing in position as per the approved BBS of deformed reinforcement bars (Grade 60), including binding wire, chairs, spacers, and all necessary accessories, complete in all respects in accordance with drawings, specifications, and the Engineer’s instructions. | [6 empty] | 2%Steel
Cft
a | As per Drawing, Specification or Instruction of the Engineer | 1 | 1215.5423 |  |  | 1215.5423 |  | Ft
Job
|  |  |  | Total Qty |  | 1215.5423 | Kg
|  |  |  | Additional Qty @ 5% |  | 0 | Kg
|  |  |  | Grand Total |  | 1215.5423 | Kg
1-D | 1-D- CONCRETE WORKS (SCH Items) | [5 empty] | Kg | 1%Steel
15 | REINFORCEMENT STEEL (GRADE 60) FOR MAKING ANY TYPE OF CONNECTOR /ANCHORED BARS dia pin bars having 3 inch length hook with 90 degree bent on both sides of walls fixed /gripped with metal plate REINFORCEMENT (Grade-60): of mild steel reinforcement of Grade 60 of all sizes for cement concrete, including cutting, bending, laying in position according to structural drawings, making joints and fastenings, including cost of binding wire and labor charges for binding of steel reinforcement. Supply & fabricate M.S. reinforcement for cement concrete (Hot rolled deformed bars Grade 60) | [6 empty] | 2%Steel
Cft
| Anchored Bars | 235.96 |  |  |  | 235.96 |  | Ft
Job
lbs
|  |  |  | Total Qty |  | 235.96 | Kg
|  |  |  | Additional Qty @ 5% |  | 0 | Kg
|  |  |  | Grand Total |  | 235.96 | Kg
1-D | 1-D- CONCRETE WORKS (SCH Items) | [5 empty] | cft | 1%Steel
16 | EXTRA LABOUR FOR CONCRETE WORK (MANUAL HANDLING WITH SCAFFOLDING) Providing additional labor for placement and handling of concrete (plain or reinforced) in locations requiring manual conveyance using MS tagari and/or scaffolding, including lifting, hoisting, and placing under restricted access or difficult site conditions, complete in all respects in accordance with specifications and Engineer’s instructions. | [6 empty] | 2%Steel
Cft
a | For Concrete work, specifically for Column Jacketing and Back Wall | 1 | 388.2689 |  |  | 388.2689 |  | Ft
Job
lbs
|  |  |  | Total Qty |  | 388.2689 | cft
|  |  |  | Additional Qty @ 5% |  | 0 | cft
|  |  |  | Grand Total |  | 388.2689 | cft
1-D | 1-D- CONCRETE WORKS (SCH Items) | [5 empty] | sft | 1%Steel
17 | FORMWORK (PLYWOOD FINISH) Erecting, and removing formwork with plywood sheeting for RCC or PCC in any shape and position, including supports, bracing, alignment, and surface finishing, in any shape - Position / Vertical . | [6 empty] | 2%Steel
Cft
a | Coner # 1 | [6 empty] | Ft
| Out side (2'-9" & 2'-3") x Height | 1 | 5 |  | 10.5 | 52.5 |  | Job
| In side (1'-6" & 1'-0") x Height | 1 | 2.67 |  | 13 | 34.71 |  | lbs
b | Coner # 2 | [6 empty] | M
| Out side (2'-9" & 2'-7") x Height | 1 | 5.33 |  | 10.5 | 55.965 |  | M2
| In side (1'-6" & 1'-4") x Height | 1 | 2.83 |  | 13 | 36.79 |  | M3
c | Coner # 3 | [6 empty] | No
| Out side (2'-9" & 2'-3") x Height | 1 | 5 |  | 10.5 | 52.5 |  | Sft
| In side (1'-6" & 1'-0") x Height | 1 | 2.5 |  | 13 | 32.5
d | Coner # 4
| Out side (2'-9" & 2'-7") x Height | 1 | 5.33 |  | 10.5 | 55.965
| In side (1'-6" & 1'-4") x Height | 1 | 2.83 |  | 13 | 36.79
e | TEE #5
| Out side (4'-6") x Height | 1 | 4.5 |  | 10.5 | 47.25
| In side (1'-7" , 2'-7", 1'-7"& 1'-0") x Height | 1 | 6.74 |  | 13 | 87.62
f | TEE #6
| Out side (4'-6") x Height | 1 | 4.5 |  | 10.5 | 47.25
| In side (6",6",2'-3" &1') x Height | 1 | 4.33 |  | 13 | 56.29
g | TEE #7
| Out side (3'-9") x Height | 1 | 3.75 |  | 10.5 | 39.375
| In side (6",6",2'-3" &1') x Height | 1 | 5.33 |  | 13 | 69.29
h | Lintel Beam
| A1-A3 @ 43.25 X 2 Nos (Top & Bottom in the form of C shape Connector) | 2 | 43.25 |  | 1 | 86.5
| A3-B3 @ 16 | 2 | 16 |  | 1 | 32
| B2-B3 @ 25 | 2 | 25 |  | 1 | 50
| A2-C2 @ 25 | 2 | 25 |  | 1 | 50
| C1-C2 @16 | 2 | 16 |  | 1 | 32
| A1-C1 @25 | 2 | 25 |  | 1 | 50
i | Columns
| C1 | 2 | 6.17 |  | 11 | 135.74
| C2 | 1 | 7 |  | 11 | 77
|  |  |  | Total Qty |  | 1218.035 | sft
|  |  |  | Additional Qty @ 5% |  | 0 | sft
|  |  |  | Grand Total |  | 1218.035 | sft
1-E | 1-E- BRICK MASONRY WORKS (SCH Items) | [5 empty] | cft | 1%Steel
18 | BRICK MASONRY IN SUPERSTRUCTURE (GROUND FLOOR) Laying first-class brick masonry in superstructure at ground floor level in cement sand mortar (1:3), including proper bonding, alignment, scaffolding, joint finishing, and curing, complete in all respects. | [6 empty] | 2%Steel
Cft
a | Construction of parapet wall, approximately 9" wide and 12" high, along the full perimeter (all four sides) of the rooftop, after application of primer coat, bituminous coating, and laying of polythene sheet. | 1 | 156.5 |  | 0.75 | 117.375 |  | Ft
Job
lbs
M
M2
|  |  |  | Total Qty |  | 117.375 | cft
|  |  |  | Additional Qty @ 5% |  | 0 | cft
|  |  |  | Grand Total |  | 117.375 | cft
1-E | 1-E- BRICK MASONRY WORKS (SCH Items) | [5 empty] | cft | 1%Steel
19 | EXTRA FOR BRICK MASONRY AT HEIGHT / RESTRICTED ACCESS AREAS Executing brick masonry work at first floor level or in areas where on-site stacking of bricks is not feasible, requiring additional labor for lifting, handling, and direct conveying/throwing of bricks from natural surface level (NSL) to working level/roof during execution, including scaffolding and all associated operations, complete in all respects in accordance with specifications and Engineer’s instructions. | [6 empty] | 2%Steel
Cft
a | Material for Construction of the parapet wall, | 1 | 117.375 |  |  | 117.375 |  | Ft
Job
lbs
M
M2
M3
|  |  |  | Total Qty |  | 117.375 | cft
|  |  |  | Additional Qty @ 5% |  | 0 | cft
|  |  |  | Grand Total |  | 117.375 | cft
1-F | 1-F- ROOFING WORKS (SCH Items) | [5 empty] | sft | 1%Steel
20 | BITUMEN COATING ON ROOF Applying two coats of hot bitumen at the specified rate (34 lbs. for %sft over the roof) over a prepared roof surface, including surface cleaning and sand blinding to achieve a uniform waterproofing layer, complete in all respects as per specifications. | [6 empty] | 2%Steel
Cft
a | Application of hot bitumen over the entire slab area, including the top of chajjas, right after the Prime Coat of Cold Bitumen | 1 | 46.5 | 30 |  | 1395 |  | Ft
Job
lbs
M
M2
M3
|  |  |  | Total Qty |  | 1395 | sft
|  |  |  | Additional Qty @ 5% |  | 0 | sft
|  |  |  | Grand Total |  | 1395 | sft
1-F | 1-F- ROOFING WORKS (SCH Items) | [5 empty] | No | 1%Steel
21 | KHURAS ON ROOF (TOP) Forming a khuras on the roof of size 2' × 2' × 6", including proper shaping, finishing, and slope to facilitate drainage, complete in all respects. | [6 empty] | 2%Steel
Cft
a | Khuras shall be provided of size 18" × 18", depressed by 1" below the finished level of the roof insulation PCC layer. | 4 |  |  |  | 4 |  | Ft
Job
lbs
M
|  |  |  | Total Qty |  | 4 | No
|  |  |  | Additional Qty @ 5% |  | 0 | No
|  |  |  | Grand Total |  | 4 | No
1-F | 1-F- ROOFING WORKS (SCH Items) | [5 empty] | No | 1%Steel
22 | BOTTOM KHURAS (DRAIN OUTLETS) Constructing bottom khuras in brick masonry in cement sand mortar (One Part of Cement and Six Part of Sand) over 3" thick PCC (1:4:8), including proper slope, finishing, and drainage arrangement, complete in all respects. | [6 empty] | 2%Steel
Cft
a | Khuras shall be provided of size 12" × 12", with the PVC pipe L-bend embedded within. | 4 |  |  |  | 4 |  | Ft
Job
lbs
M
M2
|  |  |  | Total Qty |  | 4 | No
|  |  |  | Additional Qty @ 5% |  | 0 | No
|  |  |  | Grand Total |  | 4 | No
1-G | 1-G- FLOORING WORKS (SCH Items) | [5 empty] | sft | 1%Steel
23 | MARBLE FLOORING Laying ¾" thick fine-dressed Sunny White marble flooring (Max Size 24" × 24" in white cement slurry, including cutting, jointing, and finishing, complete in all respects. | [6 empty] | 2%Steel
Cft
a | Room 1 | 1 | 25 | 16 |  | 400 |  | Ft
b | Room 2 | 1 | 25 | 16 |  | 400 |  | Job
c | Verandah | 1 | 25 | 9 |  | 225 |  | lbs
d | Doors | 2 | 4 | 0.75 |  | 6 |  | M
M2
M3
|  |  |  | Total Qty |  | 1031 | sft
|  |  |  | Additional Qty @ 5% |  | 0 | sft
|  |  |  | Grand Total |  | 1031 | sft
1-G | 1-G- FLOORING WORKS (SCH Items) | [5 empty] | sft | 1%Steel
24 | MARBLE DADO / SKIRTING Fixing marble dado/skirting (Sunny White marble 24" X 6" ), including cutting, fixing in white cement, joint finishing, and complete in all respects. | [6 empty] | 2%Steel
Cft
a | Room 1 | 1 | 82 |  | 0.5 | 41 |  | Ft
b | Room 2 | 1 | 82 |  | 0.5 | 41 |  | Job
c | Verandah | 1 | 34 |  | 0.5 | 17 |  | lbs
M
M2
d | Deductions | [6 empty] | M3
| Doors | -4 | 4 |  | 0.5 | -8 |  | No
Sft
|  |  |  | Total Qty |  | 91 | sft
|  |  |  | Additional Qty @ 5% |  | 0 | sft
|  |  |  | Grand Total |  | 91 | sft
1-G | 1-G- FLOORING WORKS (SCH Items) | [5 empty] | sft | 1%Steel
25 | CHEMICAL POLISHING OF MARBLE Carrying out chemical polishing of marble flooring/dado surfaces, including cleaning, grinding, polishing, and finishing to achieve a smooth and glossy surface, complete in all respects. | [6 empty] | 2%Steel
Cft
i | Floorig | [6 empty] | Ft
a | Room 1 | 1 | 25 | 16 |  | 400 |  | Job
b | Room 2 | 1 | 25 | 16 |  | 400 |  | lbs
c | Verandah | 1 | 25 | 9 |  | 225 |  | M
d | Doors | 2 | 4 | 0.75 |  | 6 |  | M2
M3
ii | Skirting | [6 empty] | No
a | Room 1 | 1 | 82 |  | 0.5 | 41 |  | Sft
b | Room 2 | 1 | 82 |  | 0.5 | 41
c | Verandah | 1 | 34 |  | 0.5 | 17
d | Deductions
| Doors | -4 | 4 |  | 0.5 | -8
|  |  |  | Total Qty |  | 1122 | sft
|  |  |  | Additional Qty @ 5% |  | 0 | sft
|  |  |  | Grand Total |  | 1122 | sft
1-H | 1-H- SURFACE RENDERING (SCH Items) | [5 empty] | sft | 1%Steel
26 | PRIMER UNDER WALL PUTTY & DISTEMPER Apply a primer coat under Wall Putty & distemper on prepared surfaces, including necessary surface preparation, complete in all respects. | [6 empty] | 2%Steel
Cft
a | INside Wall | [6 empty] | Ft
| Grid A1-A2 | 1 | 16 |  | 10.5 | 168
| Grid A2-A3 | 1 | 25 |  | 10.5 | 262.5
| Grid B2-B3 | 1 | 25 |  | 10.5 | 262.5
| Grid C1-C2 | 1 | 16 |  | 10.5 | 168
| Grid A1-C1 | 1 | 25 |  | 10.5 | 262.5
| Grid A2-C2 | 1 | 25 |  | 10.5 | 262.5
| Grid A2-B2 | 1 | 16 |  | 10.5 | 168
| Grid A3-B3 | 1 | 16 |  | 10.5 | 168
b | Outside Walls
| Grid A1-A3 | 1 | 43.25 |  | 13 | 562.25
| Grid A1-C1 | 1 | 25 |  | 13 | 325
| Grid C1-C2 (Front DPC is 7ft From NSL) | 1 | 16 |  | 13 | 208
| Grid A3-B3 | 1 | 16 |  | 13 | 208
| Grid B2-C2 | 1 | 9 |  | 13 | 117
| Grid B2-B3 | 1 | 25 |  | 13 | 325
c | Columns
| Column1 Sec 1-1(10"X15") | 2 | 6.17 |  | 10.5 | 129.57
| Column2 Sec 1-1(15"X15") | 1 | 7 |  | 10.5 | 73.5
d | Bend beams
| Bend Beams | 2 | 303.5 | 0.5 |  |  | 0
e | Coner
| Corner & Tee | 2 | 357 | 0.25 |  | 178.5
f | Verandah Beams
| Grid C2-C3 | 2 | 25.75 | 1.5 |  | 77.25
| Grid B3-C3 | 2 | 9 | 1.5 |  | 27 |  | Job
lbs
g | Window sides | [6 empty] | M
| Inside & Out Side offsets | 26 | 24 | 0.25 |  | 156 |  | M2
| Door | 4 | 18 | 0.25 |  | 18 |  | M3
No
h | Parapet wall | [6 empty] | Sft
| A1-A3,A3-C3,C3-C1, & C1-A1 | 1 | 143 |  | 2.75 | 393.25
i | Roof Slab of Class Room
| Room 1 | 1 | 25 | 16 |  | 400
| Room 2 | 1 | 25 | 16 |  | 400
| Verandah Slab | 1 | 25 | 9 |  | 225
| Chajja | 1 | 146 | 1.5 |  | 219
| Chajja Face | 1 | 146 | 0.5 |  | 73
j | Deductions (Inside)
| D1 (4'X7') 2 Nos x Double side | -2 | 4 |  | 8 | -64
| W1 (4'X4') 08 Nos | -13 | 4 |  | 6 | -312
|  |  |  | Total Qty |  | 5461.32 | sft
|  |  |  | Additional Qty @ 5% |  | 0 | sft
|  |  |  | Grand Total |  | 5461.32 | sft
1-H | 1-H- SURFACE RENDERING (SCH Items) | [5 empty] | sft | 1%Steel
27 | WALL PUTTY APPLICATION Applying wall putty of 2 mm thickness over plastered surfaces to achieve a smooth and even finish, including surface preparation, complete in all respects. | [6 empty] | 2%Steel
Cft
a | INside Wall | [6 empty] | Ft
| Grid A1-A2 | 1 | 16 |  | 10 | 160 |  | Job
| Grid A2-A3 | 1 | 25 |  | 10 | 250 |  | lbs
| Grid B2-B3 | 1 | 25 |  | 10 | 250
| Grid C1-C2 | 1 | 16 |  | 10 | 160
| Grid A1-C1 | 1 | 25 |  | 10 | 250
| Grid A2-C2 | 1 | 25 |  | 10 | 250
| Grid A2-B2 | 1 | 16 |  | 10 | 160
| Grid A3-B3 | 1 | 16 |  | 10 | 160
b | Outside Walls
| Grid A1-A3 | 1 | 43.25 |  | 11 | 475.75
| Grid A1-C1 | 1 | 25 |  | 11 | 275
| Grid C1-C2 (Front DPC is 7ft From NSL) | 1 | 16 |  | 18 | 288
| Grid A3-B3 | 1 | 16 |  | 11 | 176
| Grid B2-C2 | 1 | 9 |  | 11 | 99
| Grid B2-B3 | 1 | 25 |  | 11 | 275
c | Columns
| Column1 Sec 1-1(10"X15") | 2 | 6.17 |  | 10 | 123.4
| Column2 Sec 1-1(15"X15") | 1 | 7 |  | 10 | 70
d | Bend beams
| Bend Beams | 2 | 303.5 | 0.5 |  |  | 0
e | Coner
| Corner & Tee | 2 | 357 | 0.25 |  |  | 0 | M
M2
f | Verandah Beams | [6 empty] | M3
| Grid C2-C3 | 2 | 25.75 | 1.5 |  | 77.25 |  | No
| Grid B3-C3 | 2 | 9 | 1.5 |  | 27 |  | Sft
g | Window sides
| Inside & Out Side offsets | 26 | 24 | 0.25 |  | 156
| Door | 4 | 18 | 0.25 |  | 18
h | Parapet wall
| A1-A3,A3-C3,C3-C1, & C1-A1 | 1 | 143 |  | 2.75 | 393.25
i | Roof Slab of Class Room
| Room 1 | 1 | 25 | 16 |  | 400
| Room 2 | 1 | 25 | 16 |  | 400
| Verandah Slab | 1 | 25 | 9 |  | 225
| Chajja | 1 | 146 | 1.5 |  | 219
| Chajja Face | 1 | 146 | 0.5 |  | 73
j | Deductions (Inside)
| D1 (4'X7') 2 Nos x Double side | -2 | 4 |  | 8 | -64
| W1 (4'X4') 08 Nos | -13 | 4 |  | 6 | -312
|  |  |  | Total Qty |  | 5034.65 | sft
|  |  |  | Additional Qty @ 5% |  | 0 | sft
|  |  |  | Grand Total |  | 5034.65 | sft
1-I | 1-I- WOOD WORK (SCH Items) | [5 empty] | No | 1%Steel
28 | DOOR FIXING WITH CHOWKAT Fixing doors, including chowkats in position, ensuring proper alignment, anchorage, and operation, complete in all respects in accordance with specifications and the Engineer’s instructions. | [6 empty] | 2%Steel
Cft
a | New Installtion | [6 empty] | Ft
| D1 (4'X7') 2 Nos x Double side | 2 |  |  |  | 2 |  | Job
lbs
M
M2
|  |  |  | Total Qty |  | 2 | No
|  |  |  | Additional Qty @ 5% |  | 0 | No
|  |  |  | Grand Total |  | 2 | No
1-I | 1-I- WOOD WORK (SCH Items) | [5 empty] | No | 1%Steel
29 | WINDOW FIXING WITH CHOWKAT Fixing windows, including chowkats in position, including proper alignment, anchorage, and smooth operation, complete in all respects. | [6 empty] | 2%Steel
Cft
a | New Installtion | [6 empty] | Ft
Job
| W1 (4'X4') 08 Nos | 13 |  |  |  | 13 |  | lbs
M
M2
|  |  |  | Total Qty |  | 13 | No
|  |  |  | Additional Qty @ 5% |  | 0 | No
|  |  |  | Grand Total |  | 13 | No
1-I | 1-I- WOOD WORK (SCH Items) | [5 empty] | ft | 1%Steel
30 | MS SHEET BOX TYPE CHOWKAT FOR DOOR & WINDOWS Fabricating and fixing MS sheet box-type chowkats (16 gauge, 10" × 2"), including holdfasts, hinges, fixing in masonry, alignment, and finishing, complete in all respects as per the drawing or site requirement | [6 empty] | 2%Steel
Cft
Ft
a | New Door Chowkat | [6 empty] | Job
| D1 (4'X8') 2 Nos x Double side | 2 | 18.5 |  |  | 37 |  | lbs
M
M2
b | New Window Chowkat | [6 empty] | M3
| W1 (4'X6') 13 Nos | 13 | 18 |  |  | 234 |  | Sft
|  |  |  | Total Qty |  | 271 | ft
|  |  |  | Additional Qty @ 5% |  | 0 | ft
|  |  |  | Grand Total |  | 271 | ft
1-J | 1-J- PAINTING WORKS (SCH Items) | [5 empty] | sft | 1%Steel
31 | PRIMER COAT ON DOORS & WINDOWS (NEW SURFACE) Preparing new surfaces of doors and windows and applying priming coat, including cleaning, smoothing, and surface preparation, complete in all respects. | [6 empty] | 2%Steel
Cft
Ft
a | New Door Chowkat Installtion | [6 empty] | Job
| D1 (4'X8') 2 Nos x Double side | 4 | 18.5 |  | 1.1667 | 86.3333 |  | lbs
M
M2
b | New Window Chowkat Installation | [6 empty] | M3
| W1 (4'X6') 13 Nos. Double face | 26 | 18 |  | 1.1667 | 546 |  | No
Sft
c | New Door
| D1 (4'X8) 2 Nos x Double leaf x both faces | 4 | 4 |  | 8 | 128
d | New Window
| W1 (6'X6') 13 Nos both faces | 26 | 4 |  | 6 | 624
|  |  |  | Total Qty |  | 1384.3333 | sft
|  |  |  | Additional Qty @ 5% |  | 0 | sft
|  |  |  | Grand Total |  | 1384.3333 | sft
1-J | 1-J- PAINTING WORKS (SCH Items) | [5 empty] | sft | 1%Steel
32 | EMULSION PAINT(INSIDE WALLS / ROOF SLAB) – FIRST COAT Preparing surfaces and applying the first coat of emulsion paint, including surface preparation and uniform application, complete in all respects. | [6 empty] | 2%Steel
Cft
a | INside Wall | [6 empty] | Ft
| Grid A1-A2 | 1 | 16 |  | 10 | 160 |  | Job
| Grid A2-A3 | 1 | 25 |  | 10 | 250 |  | lbs
| Grid B2-B3 | 1 | 25 |  | 10 | 250 |  | M
| Grid C1-C2 | 1 | 16 |  | 10 | 160 |  | M2
| Grid A1-C1 | 1 | 25 |  | 10 | 250 |  | M3
| Grid A2-C2 | 1 | 25 |  | 10 | 250
| Grid A2-B2 | 1 | 16 |  | 10 | 160 |  | No
| Grid A3-B3 | 1 | 16 |  | 10 | 160 |  | Sft
b | Window sides
| Inside & Out Side offsets | 26 | 24 | 0.25 |  | 156
| Door | 4 | 18 | 0.25 |  | 18
c | Band beams
| Band Beams | 2 | 303.5 | 0.5 |  |  | 0
d | Coner
| Corner & Tee | 2 | 357 | 0.25 |  | 178.5
e | Roof Slab of Class Room
| Room 1 | 1 | 25 | 16 |  | 400
| Room 2 | 1 | 25 | 16 |  | 400
| Beams | 6 | 16 | 3 |  | 288
f | Bath Room
| Bath Room Slab | 2 | 5 | 5 |  | 50
| Bath Room inside wall | 2 | 19 | 3 |  | 114
Deductions (Inside)
g | New Door
| D1 (4'X8') 2 Nos x Double side | -2 | 4 |  | 8 | -64
h | New Window
| W1 (6'X6') 13 Nos | -13 | 6 |  | 6 | -468
|  |  |  | Total Qty |  | 2712.5 | sft
|  |  |  | Additional Qty @ 5% |  | 0 | sft
|  |  |  | Grand Total |  | 2712.5 | sft
1-J | 1-J- PAINTING WORKS (SCH Items) | [5 empty] | sft | 1%Steel
33 | EMULSION PAINT – SUBSEQUENT COATS Applying second and subsequent coats of emulsion paint to achieve the required finish, shade, and coverage, complete in all respects. | [6 empty] | 2%Steel
Cft
a | INside Wall | [6 empty] | Ft
| Grid A1-C1 | 1 | 25 |  | 10.5 | 262.5 |  | Job
| Grid A1-A3 | 1 | 41 |  | 10.5 | 430.5 |  | lbs
| Grid A3-B3 | 1 | 16 |  | 10.5 | 168 |  | M
| Grid B2-B3 | 1 | 25 |  | 10.5 | 262.5 |  | M2
| Grid A2-B2 | 1 | 16 |  | 10.5 | 168 |  | M3
| Grid A2-C2 | 1 | 25 |  | 10.5 | 262.5 |  | No
| Grid C1-C2 | 1 | 16 |  | 10.5 | 168 |  | Sft
b | Window sides
| Inside & Out Side offsets | 26 | 24 | 0.25 |  | 156
| Door | 4 | 18 | 0.25 |  | 18
c | Band beams
| Band Beams | 2 | 303.5 | 0.5 |  |  | 0
d | Coner
| Corner & Tee | 2 | 357 | 0.25 |  | 178.5
e | Roof Slab of Class Room
| Room 1 | 1 | 25 | 16 |  | 400
| Room 2 | 1 | 25 | 16 |  | 400
| Beams | 6 | 16 | 3 |  | 288
f | Bath Room
| Bath Room Slab | 2 | 5 | 5 |  | 50
| Bath Room inside wall | 2 | 19 | 3 |  | 114
Deductions (Inside)
g | New Door
| D1 (4'X8') 2 Nos x Double side | -2 | 4 |  | 8 | -64
h | New Window
| W1 (6'X6') 13 Nos | -13 | 4 |  | 6 | -312
|  |  |  | Total Qty |  | 2950.5 | sft
|  |  |  | Additional Qty @ 5% |  | 0 | sft
|  |  |  | Grand Total |  | 2950.5 | sft
1-J | 1-J- PAINTING WORKS (SCH Items) | [5 empty] | sft | 1%Steel
34 | SNOWCEM / WEATHER SHIELD(OUT SIDE) – FIRST COAT Preparing external surfaces and applying the first coat of Snowcem/Weather Shield paint, including cleaning and surface preparation, complete in all respects. | [6 empty] | 2%Steel
Cft
a | Outside Walls | [6 empty] | Ft
| Grid A1-A3 | 1 | 43.25 |  | 11 | 475.75 |  | Job
| Grid A1-C1 | 1 | 25 |  | 11 | 275 |  | lbs
| Grid C1-C2 (Front DPC is 7ft From NSL) | 1 | 16 |  | 18 | 288 |  | M
| Grid A3-B3 | 1 | 16 |  | 11 | 176 |  | M2
| Grid B2-C2 | 1 | 9 |  | 11 | 99 |  | M3
| Grid B2-B3 | 1 | 25 |  | 11 | 275 |  | No
Sft
b | Columns
| Column1 Sec 1-1(10"X15") | 2 | 6.17 |  | 11 | 135.74
| Column2 Sec 1-1(15"X15") | 1 | 7 |  | 11 | 77
c | Verandah Beams
| Grid C2-C3 | 2 | 25.75 | 1.5 |  | 77.25
| Grid B3-C3 | 2 | 9 | 1.5 |  | 27
d | Parapet wall
| A1A1 X A1C3 | 1 | 136.5 | 0 | 2.75 |  | 0
e | Roof Slab of Verandah
| Verandah Slab | 1 | 25 | 9 |  | 225
| Chajja | 1 | 149 | 3 |  | 447
| Chajja Face (Woode face in CGI Roof) | 1 | 149 | 1 |  | 149
f | Bath Room
| Out side Wall | 1 | 12.25 | 9 |  | 110.25
| Chajja | 1 | 12.25 | 1.5 |  | 18.375
| D2 (2.5'X7') | -2 | 2.5 |  | 7 | -35
Deductions (Inside)
g | New Door
| D1 (4'X8.5') 2 Nos x Double side | -2 | 4 |  | 8 | -64
h | New Window
| W1 (6'X6') 13 Nos | -13 | 4 |  | 6 | -312
|  |  |  | Total Qty |  | 2444.365 | sft
|  |  |  | Additional Qty @ 5% |  | 0 | sft
|  |  |  | Grand Total |  | 2444.365 | sft
1-J | 1-J- PAINTING WORKS (SCH Items) | [5 empty] | sft | 1%Steel
35 | SNOWCEM / WEATHER SHIELD – SUBSEQUENT COATS Applying second and subsequent coats of Snowcem/Weather Shield paint to external surfaces to achieve a uniform finish and durability, complete in all respects. | [6 empty] | 2%Steel
Cft
a | Outside Walls | [6 empty] | Ft
| Grid A1-A3 | 1 | 43.25 |  | 11 | 475.75 |  | Job
| Grid A1-C1 | 1 | 25 |  | 11 | 275 |  | lbs
| Grid C1-C2 (Front DPC is 7ft From NSL) | 1 | 16 |  | 18 | 288
| Grid A3-B3 | 1 | 16 |  | 11 | 176
| Grid B2-C2 | 1 | 9 |  | 11 | 99
| Grid B2-B3 | 1 | 25 |  | 11 | 275
b | Columns
| Column1 Sec 1-1(10"X15") | 2 | 6.17 |  | 11 | 135.74
| Column2 Sec 1-1(15"X15") | 1 | 7 |  | 11 | 77
c | Verandah Beams
| Grid C2-C3 | 2 | 25.75 | 1.5 |  | 77.25
| Grid B3-C3 | 2 | 9 | 1.5 |  | 27
d | Parapet wall
| A1A1 X A1C3 | 1 | 136.5 | 0 | 2.75 |  | 0
e | Roof Slab of Verandah
| Verandah Slab | 1 | 25 | 9 |  | 225 |  | M
| Chajja | 1 | 149 | 3 |  | 447 |  | M2
| Chajja Face (Woode face in CGI Roof) | 1 | 149 | 1 |  | 149 |  | M3
No
Sft
f | Bath Room
| Out side Wall | 1 | 12.25 | 9 |  | 110.25
| Chajja | 1 | 12.25 | 1.5 |  | 18.375
| D2 (2.5'X7') | -2 | 2.5 |  | 7 | -35
Deductions (Inside)
g | New Door
| D1 (4'X8.5') 2 Nos x Double side | -2 | 4 |  | 8 | -64
h | New Window
| W1 (6'X6') 13 Nos | -13 | 4 |  | 6 | -312
|  |  |  | Total Qty |  | 2444.365 | sft
|  |  |  | Additional Qty @ 5% |  | 0 | sft
|  |  |  | Grand Total |  | 2444.365 | sft
1-K | 1-K- IRON WORK (SCH Items) | [5 empty] | sft | 1%Steel
36 | STEEL GLAZED WINDOW WITH GLASS Fabricating, and fixing openable steel glazed window panels manufactured from L-section pipe (1½" × 1" × 18 gauge) and T-section pipe (2" × 1" × 18 gauge), including all necessary ironmongery (handles, locks, hinges, etc.), and providing, supplying, cutting, and fixing 5 mm thick plain glass, secured with approved aluminum glazing strips and sealed with silicone sealant to ensure proper fixing, airtightness, and watertightness, including all fittings, accessories, welding, cutting, handling, installation, and finishing, complete in all respects as per specifications and Engineer’s instructions. | [6 empty] | 2%Steel
Cft
a | New Window | [6 empty] | Ft
| W1 | 13 | 4 |  | 6 | 156 |  | Job
lbs
|  |  |  | Total Qty |  | 156 | sft
|  |  |  | Additional Qty @ 5% |  | 0 | sft
|  |  |  | Grand Total |  | 156 | sft
1-K | 1-K- IRON WORK (SCH Items) | [5 empty] | sft | 1%Steel
37 | GI WIRE GAUZE FIXING (SAFETY GRILL & MOSQUITO NET) Providing, fabricating, and fixing GI wire gauze of 24 SWG (12 × 12 mesh per sq. in.) within a frame made of ½" × ½" square steel pipe of 16 gauge, as per approved drawings, and fixing to steel windows, doors, ventilators, etc., including cutting, welding, fixing, and all necessary accessories, excluding cost of red oxide primer and painting, complete in all respects as per specifications and Engineer’s instructions. | [6 empty] | 2%Steel
Cft
a | New Window | [6 empty] | Ft
| W1 | 13 | 4 |  | 6 | 312 |  | Job
lbs
|  |  |  | Total Qty |  | 312 | sft
|  |  |  | Additional Qty @ 5% |  | 0 | sft
|  |  |  | Grand Total |  | 312 | sft
2-A | 2-A- DISMANTLING WORKS (NON-SCH Items) | [5 empty] | No | 1%Steel
1 | REMOVAL OF DOORS / WINDOWS / CHOWKATS Dismantling and removal of existing doors, windows, and chowkats, including careful detachment, stacking of serviceable components, and making good disturbed surfaces, complete in all respects. | [6 empty] | 2%Steel
Cft
g | New Door | [6 empty] | Ft
| D1 (4'X7') 2 Nos x Double side | 2 |  |  |  | 2 |  | Job
lbs
M
h | New Window | [6 empty] | M2
| W1 (6'X6') 13 Nos | 13 |  |  |  | 13 |  | M3
No
Sft
|  |  |  | Total Qty |  | 15 | No
|  |  |  | Additional Qty @ 5% |  | 0 | No
|  |  |  | Grand Total |  | 15 | No
2-A | 2-A- DISMANTLING WORKS (NON-SCH Items) | [5 empty] | No | 1%Steel
2 | REMOVAL OF SANITARY FIXTURES Dismantling and removal of existing WC, bib cock, tee cock, flush tank, water tank, and associated fittings, including disconnection and handover the removed material to the complete in all respects. | [6 empty] | 2%Steel
Cft
a | Toitlet Block A | 1 | 2 |  |  | 2 |  | Ft
Job
lbs
|  |  |  | Total Qty |  | 2 | No
|  |  |  | Additional Qty @ 5% |  | 0 | No
|  |  |  | Grand Total |  | 2 | No
2-A | 2-A- DISMANTLING WORKS (NON-SCH Items) | [5 empty] | sft | 1%Steel
3 | CONTROLLED PLASTER REMOVAL (HILTI METHOD) Dismantling and removal of plaster from both sides up to 20 ft height using controlled mechanical means (Hilti or equivalent), ensuring no damage to underlying masonry, complete in all respects. | [6 empty] | 2%Steel
Cft
a | Outside Walls | [6 empty] | Ft
| Grid A1-A3 | 1 | 43.25 |  | 11 | 475.75 |  | Job
| Grid A1-C1 | 1 | 25 |  | 11 | 275 |  | lbs
| Grid C1-C2 (Front DPC is 7ft From NSL) | 1 | 16 |  | 18 | 288 |  | M
| Grid A3-B3 | 1 | 16 |  | 11 | 176 |  | M2
| Grid B2-C2 | 1 | 9 |  | 11 | 99 |  | M3
| Grid B2-B3 | 1 | 25 |  | 11 | 275 |  | No
Sft
a | Outside Walls
| Grid A1-A3 | 1 | 43.25 |  | 11 |  | 0
| Grid A1-C1 | 1 | 25 |  | 11 |  | 0
| Grid C1-C2 (Front DPC is 7ft From NSL) | 1 | 16 |  | 18 |  | 0
| Grid A3-B3 | 1 | 16 |  | 11 |  | 0
| Grid B2-C2 | 1 | 9 |  | 11 |  | 0
| Grid B2-B3 | 1 | 25 |  | 11 |  | 0
c | Columns
| Column1 Sec 1-1(10"X15") | 2 | 6.17 |  | 11 | 135.74
| Column2 Sec 1-1(15"X15") | 1 | 7 |  | 11 | 77
d | Verandah Beams
| Grid B2F6-C3F6 or Say Long front Beam | 1 | 25.75 |  | 2 | 51.5
| Grid C3E5-C3F6 or Say Short Side(s) Beam | 1 | 9 |  | 2 | 18
e | Window & Door sides
| Window Inside & Out Side offsets | 16 | 24 | 0.25 |  | 96
| Door Side Offsets | 4 | 18 | 0.25 |  | 18
f | Bath Room Walls before Tile works
| Walls | 2 | 19 | 5 |  | 190
g | Gable wall on both end Left & right short walls | 2 | 31 | 3.5 |  | 217
Deductions
| D1 (4'X7') 2 Nos x Double side | -2 | 4 |  | 8 | -64
| D2 (2.5'X7') 2 Nos | -2 | 2.5 |  | 7 | -35
| W1 (4'X4') 08 Nos | -13 | 4 |  | 6 | -312
|  |  |  | Total Qty |  | 1980.99 | sft
|  |  |  | Additional Qty @ 5% |  | 0 | sft
|  |  |  | Grand Total |  | 1980.99 | sft
2-A | 2-A- DISMANTLING WORKS (NON-SCH Items) | [5 empty] | sft | 1%Steel
4 | GRINDING OF POINTING / SURFACE PREPARATION Grinding of cement pointing joints using mechanical tools to remove paint, coatings, and contaminants, to prepare surface for new plaster application, complete in all respects. | [6 empty] | 2%Steel
2%Steel
a | Outside Walls | [6 empty] | 2%Steel
| Grid A1-A3 | 1 | 43.25 |  | 11 | 475.75 |  | 2%Steel
| Grid A1-C1 | 1 | 25 |  | 11 | 275 |  | 2%Steel
| Grid C1-C2 (Front DPC is 7ft From NSL) | 1 | 16 |  | 18 | 288 |  | 2%Steel
| Grid A3-B3 | 1 | 16 |  | 11 | 176 |  | 2%Steel
| Grid B2-C2 | 1 | 9 |  | 11 | 99 |  | 2%Steel
| Grid B2-B3 | 1 | 25 |  | 11 | 275 |  | 2%Steel
2%Steel
2%Steel
2%Steel
2%Steel
2%Steel
2%Steel
2%Steel
|  |  |  | Total Qty |  | 1588.75 | sft | 2%Steel
|  |  |  | Additional Qty @ 5% |  | 0 | sft | 2%Steel
|  |  |  | Grand Total |  | 1588.75 | sft
2-A | 2-A- DISMANTLING WORKS (NON-SCH Items) | [5 empty] | cft | 1%Steel
5 | REMOVAL OF MUD/CLAY ROOF TOP LAYER ( 6"-9") USED FOR INSULATION Dismantling and removal of existing mud/clay roofing layer, including scraping, cleaning, handling, and ensuring protection of underlying structure, complete in all respects. | [6 empty] | 2%Steel
Cft
a | Exisiting Insulated Material On Top Of Room | 1 | 46.5 | 30 |  | 1395 |  | Ft
Job
lbs
|  |  |  | Total Qty |  | 1395 | cft
|  |  |  | Additional Qty @ 5% |  | 0 | cft
|  |  |  | Grand Total |  | 1395 | cft
2-C | 2-C- CONCRETE WORKS (NON-SCH Items) | [5 empty] | Job | 1%Steel
6 | TESTING OF MATERIAL Sampling, casting, curing, and testing of concrete or any other materials included in this BOQ or scope of work shall be carried out. This includes preparation of specimens for 28-day compressive strength testing, along with complete reporting and verification of compliance in all respects. | [6 empty] | 2%Steel
Cft
| Testing of Material as per the Engineer Instruction | 1 |  |  |  | 1 |  | Ft
Job
|  |  |  | Total Qty |  | 1 | Job
|  |  |  | Additional Qty @ 5% |  | 0 | Job
|  |  |  | Grand Total |  | 1 | Job
2-E | 2-E- ROOFING WORKS (NON-SCH Items) | [5 empty] | sft | 1%Steel
7 | SURFACE PREPARATION FOR ROOF INSULATION Cleaning of the roof surface by removing all dust, debris, vegetation, soil layers, oil/grease, and loose materials to achieve a sound and dry substrate, ready for application of primer coat of cold bitumen, complete as per specifications and the Engineer’s instructions. | [6 empty] | 2%Steel
Cft
a | Cleaning of the surface by removing dust and debris, washing the rooftop, and allowing it to dry completely prior to application of the primer coat. | 1 | 46.5 | 30 |  | 1395 |  | Ft
Job
lbs
|  |  |  | Total Qty |  | 1395 | sft
|  |  |  | Additional Qty @ 5% |  | 0 | sft
|  |  |  | Grand Total |  | 1395 | sft
2-E | 2-E- ROOFING WORKS (NON-SCH Items) | [5 empty] | sft | 1%Steel
8 | PRIMER COATING USING COLD BITUMEN FOR ROOF INSULATION Providing and applying two coats of approved cold-applied bitumen on a prepared surface after chemical treatment, ensuring uniform and continuous coverage prior to application of hot bitumen, complete as per specifications and the Engineer’s instructions. | [6 empty] | 2%Steel
Cft
a | Application of a cold bitumen primer coat prior to the hot bitumen coating. | 1 | 46.5 | 30 |  | 1395 |  | Ft
Job
lbs
|  |  |  | Total Qty |  | 1395 | sft
|  |  |  | Additional Qty @ 5% |  | 0 | sft
|  |  |  | Grand Total |  | 1395 | sft
2-E | 2-E- ROOFING WORKS (NON-SCH Items) | [5 empty] | sft | 1%Steel
9 | POLYTHENE SHEET (500 GAUGE) FOR ROOF INSULATION Supplying and laying 500-gauge polythene sheet of approved quality with minimum width of 16 ft, including 2 ft overlap at joints, sealed with warm bitumen to ensure watertight continuity, complete as per specifications and Engineer’s instructions. | [6 empty] | 2%Steel
Cft
a | Application of a cold bitumen primer coat prior to the hot bitumen coating. | 1 | 46.5 | 30 |  | 1395 |  | Ft
|  | 1 | 46.5 | 3 |  | 139.5 |  | Job
| Overlap Min 3ft | [6 empty] | lbs
M
|  |  |  | Total Qty |  | 1534.5 | sft
|  |  |  | Additional Qty @ 5% |  | 0 | sft
|  |  |  | Grand Total |  | 1534.5 | sft
2-E | 2-E- ROOFING WORKS (NON-SCH Items) | [5 empty] | sft | 1%Steel
10 | PCC PROTECTIVE LAYER WITH ADMIXTURE FOR ROOF INSULATION Providing and laying 2-inch (50 mm) thick PCC (1:1/2:3) using 1.5-inch thick marble Pati for paneling (maximum panel size 6 ft × 4 ft), incorporating Sika® Fabric-50 and Sika Latex® SBR in proportion as per manufacturer’s recommendations, including finishing, curing, and all incidental works, complete as per specifications and Engineer’s instructions. | [6 empty] | 2%Steel
Cft
a | Providing and laying PCC of average 2" thickness, laid in panels with marble strips. | 1 | 46.5 | 30 |  | 1395 |  | Ft
Job
lbs
|  |  |  | Total Qty |  | 1395 | sft
|  |  |  | Additional Qty @ 5% |  | 0 | sft
|  |  |  | Grand Total |  | 1395 | sft
2-E | 2-E- ROOFING WORKS (NON-SCH Items) | [5 empty] | sft | 1%Steel
11 | CONCRETE GOLA AT PARAPET FOR ROOF INSULATION Providing and forming 6" × 6" concrete Gola (fillet) at the junction of roof slab and parapet wall after completion of the PCC 1:2:4 protective layer, using cement concrete/mortar of approved mix, including surface preparation, proper shaping, compaction, and finishing to achieve a smooth, watertight profile to prevent water ingress during rainfall, complete as per specifications and the Engineer’s instructions. | [6 empty] | 2%Steel
Cft
a | Providing 6" x 6" Concrete Gola using 2/8" Crush size. | 2 | 46.5 |  | 0.5 | 46.5 |  | Ft
|  | 2 | 30 |  | 0.5 | 30 |  | Job
lbs
|  |  |  | Total Qty |  | 76.5 | sft
|  |  |  | Additional Qty @ 5% |  | 0 | sft
|  |  |  | Grand Total |  | 76.5 | sft
2-F | 2-F- FLOORING WORKS (NON-SCH Items) | [5 empty] | sft | 1%Steel
12 | PORCELAIN TILES Providing and fixing white-color porcelain tiles (Shabbir Tiles, Master Tiles, or Oreal Tiles or equivalent approved) of sizes not less than 12" × 12" for floors and 10" × 12" for walls, laid with minimum 1 mm joint spacing using spacers, fixed with cementitious tile adhesive. Joints shall be finished with ready-made, matching tile grout/filler, including complete installation for bathroom tiling, all in accordance with specifications and to the satisfaction of the Engineer | [6 empty] | 2%Steel
Cft
a | Toilet Block A | [6 empty] | Ft
| Floor Tile 12" x12" | 2 | 5 | 6 |  | 60 |  | Job
| Wall Tile 10" x 12" | 2 | 22 |  | 6 | 264 |  | lbs
M
b | Deduction
| Doors Block A+B | -1 | 2 |  | 7 | -14
|  |  |  | Total Qty |  | 310 | sft
|  |  |  | Additional Qty @ 5% |  | 0 | sft
|  |  |  | Grand Total |  | 310 | sft
2-G | 2-G- SURFACE RENDERING (NON-SCH Items) | [5 empty] | sft | 1%Steel
13 | FLOATING COAT WITH SBR Applying a floating coat of cement 1/32" thick, including Sika Latex prior to the application of Cement sand plastering on the old surface/wall/ slab | [6 empty] | 2%Steel
Cft
a | Item to be Utilized Under Plastering works | 0.5 | 7399.57 |  |  | 3699.785 |  | Ft
|  |  |  | Total Qty |  | 3699.785 | sft
|  |  |  | Additional Qty @ 5% |  | 0 | sft
|  |  |  | Grand Total |  | 3699.785 | sft
2-G | 2-G- SURFACE RENDERING (NON-SCH Items) | [5 empty] | sft | 1%Steel
14 | FERROCEMENT OVERLAY (2 LAYERS) Providing and applying ferrocement plaster comprising cement-sand mortar in the ratio of (1:3) executed in two layers of 20 mm (¾") thickness each, on new and/or existing surfaces up to a height of 20 ft. The first layer of plaster shall be applied to fully embed the galvanized mesh, fill the gap between the mesh and substrate, and accommodate surface irregularities. After an interval of approximately 24 hours, the second layer shall be applied to achieve a smooth, dense, and uniform finish true to line, level, and plumb. Prior to application, the substrate shall be thoroughly cleaned, roughened where required, and pre-wetted to achieve a saturated surface dry (SSD) condition. A neat cement slurry (cement, water, and Sika latex) In item No Above shall be applied as a bonding coat immediately before placement of the mortar. The mortar shall be well mixed and applied over the prepared and chipped surface, ensuring full encapsulation of the mesh. Curing shall be carried out continuously for a minimum period of three (3) days after completion of plastering to ensure proper strength development and durability.
a | INside Wall
| Grid A1-A2 | 2 | 16 |  | 10.5 | 336
| Grid A2-A3 | 2 | 25 |  | 10.5 | 525
| Grid B2-B3 | 2 | 25 |  | 10.5 | 525
| Grid C1-C2 | 2 | 16 |  | 10.5 | 336
| Grid A1-C1 | 2 | 25 |  | 10.5 | 525
| Grid A2-C2 | 2 | 25 |  | 10.5 | 525
| Grid A2-B2 | 2 | 16 |  | 10.5 | 336
| Grid A3-B3 | 2 | 16 |  | 10.5 | 336
b | Outside Walls
| Grid A1-A3 | 2 | 43.25 |  | 13 | 1124.5
| Grid A1-C1 | 2 | 25 |  | 13 | 650
| Grid C1-C2 (Front DPC is 7ft From NSL) | 2 | 16 |  | 13 | 416
| Grid A3-B3 | 2 | 16 |  | 13 | 416
| Grid B2-C2 | 2 | 9 |  | 13 | 234
| Grid B2-B3 | 2 | 25 |  | 13 | 650
c | Columns
| Column1 Sec 1-1(10"X15") | 2 | 6.17 |  | 10.5 | 129.57
| Column2 Sec 1-1(15"X15") | 1 | 7 |  | 10.5 | 73.5
d | Gable wall on both end Left & right short walls | 2 | 31 |  | 3.5 |  | 0
e | Band beams
| Band Beams | 4 | 303.5 | 0.5 |  |  | 0
f | Corner
| Corner & Tee | 4 | 357 | 0.25 |  |  | 0
g | Verandah Beams
| Grid C2-C3 | 2 | 25.75 |  | 1.5 |  | 0
| Grid B3-C3 | 2 | 9 |  | 1.5 |  | 0
h | Window sides
| Inside & Out Side offsets | 32 | 24 | 0.25 |  | 192
| Door | 8 | 18 | 0.25 |  | 36
i | Plaster of Parapet wall
| A1A1 X A1C3 | 1 | 143 |  | 3 |  | 0
j | Plaster Repair of Washroom walls Before Fixing tile works
| Bath 1 | 2 | 19 |  | 5 | 190
k | Plaster Repair of Chajja, & Roof Beam, and roof slab
| Back side Chajja | 1 | 49.5 |  | 3.5 | 173.25
| Left side Chajja | 1 | 26.5 |  | 3.5 | 92.75
| Right side Chajja | 1 | 26.5 |  | 3.5 | 92.75
| Front side Chajja | 1 | 49.5 |  | 3.5 | 173.25
l | Deductions (Inside)
| D1 2 Nos x Double side | -2 | 4 |  | 8 | -64
| W1 | -26 | 4 |  | 6 | -624
|  |  |  | Total Qty |  | 7399.57 | sft
|  |  |  | Additional Qty @ 5% |  | 0 | sft
|  |  |  | Grand Total |  | 7399.57 | sft
2-G | 2-G- SURFACE RENDERING (NON-SCH Items) | [5 empty] | sft | 1%Steel
15 | #REF! | [6 empty] | 2%Steel
a | New Door Chowkat Installtion
| D1 (4'X8') 2 Nos x Double side | 4 | 24 | 0.83333 |  | 80
b | New Window Chowkat Installation
| W1 (4'X6') 13 Nos. Double face | 26 | 23 | 0.83333 |  | 498.3333
c | New Door
| D1 (4'X8) 2 Nos x Double leaf x both faces | 4 | 4 |  | 8 | 128
d | New Window
| W1 (6'X6') 13 Nos both faces | 26 | 4 |  | 6 | 624
|  |  |  | Total Qty |  | 0 | sft
|  |  |  | Additional Qty @ 5% |  | 0 | sft
|  |  |  | Grand Total |  | 0 | sft
2-G | 2-G- SURFACE RENDERING (NON-SCH Items) | [5 empty] | sft | 1%Steel
16 | SYNTHETIC ENAMEL PAINT Providing and applying synthetic enamel paint of approved quality and specified color on new or existing surfaces of walls, doors, and windows, to achieve a uniform and even finish, complete in all respects as per specifications and Engineer’s instructions. | [6 empty] | 2%Steel
a | CGI Roofing (Two-way Sloped) with 02 ft extended beyond walls | 2 | 46.5 | 18.25 |  |  | 0 | Cft
| Border inside rooms and verandah upto window sill level (Deduct doors) | [6 empty] | Ft
| Class roos | 2 | 78 |  | 3 | 468 |  | Job
| verandah | 1 | 36.5 |  | 3 | 109.5
b | New Door Chowkat Installtion
| D1 (4'X8') 2 Nos x Double side | 4 | 24 | 0.83333 |  | 80
c | New Window Chowkat Installation
| W1 (4'X6') 13 Nos. Double face | 26 | 23 | 0.83333 |  | 498.3333
d | New Door
| D1 (4'X8) 2 Nos x Double leaf x both faces | 4 | 4 |  | 8 | 128
e | New Window
| W1 (6'X6') 13 Nos both faces | 26 | 4 |  | 6 | 624
|  |  |  | Total Qty |  | 1907.8333 | sft
|  |  |  | Additional Qty @ 5% |  | 0 | sft
|  |  |  | Grand Total |  | 1907.8333 | sft
2-G | 2-G- SURFACE RENDERING (NON-SCH Items) | [5 empty] | sft | 1%Steel
17 | GI WIRE MESH FIXING (FERROCEMENT) Providing, supplying, cutting, and fixing hot-dipped galvanized welded wire mesh of ¾" × ¾" or 1" × 1" square grid, made of 0.065" diameter wires, having minimum tensile strength as specified, supplied in rolls of approximately 50 ft length and 5 to 6 ft width to minimize wastage. The mesh shall be properly cut to the required sizes and fixed on masonry wall surfaces with adequate overlap (minimum 3") at joints to ensure continuity. The work shall include drilling holes in header brick masonry (avoiding mortar joints), inserting compatible plastic expansion plugs, and fixing the mesh using a minimum 1.5" long No.10 screws with MS Steel Spacer between mesh and brick wall and MS steel washers (1 to 1.5 /16" thick and 1" to 1.5" diameter conforming to ASTM A36) at spacing not exceeding 12" c/c in staggered pattern. Spacers/washers shall be used to maintain a gap between the mesh and wall surface to ensure proper embedment during plastering. All fixing shall be done tightly to avoid wrinkles or looseness in the mesh, including additional fasteners where required. The mesh shall be properly aligned, tensioned, and secured prior to application of plaster, complete in all respects as per technical specifications and Engineer’s instructions. | [6 empty] | 2%Steel
Cft
a | INside Wall | [6 empty] | Ft
| Grid A1-A2 | 2 | 16 |  | 10.5 | 336 |  | Job
| Grid A2-A3 | 2 | 25 |  | 10.5 | 525
| Grid B2-B3 | 2 | 25 |  | 10.5 | 525
| Grid C1-C2 | 2 | 16 |  | 10.5 | 336
| Grid A1-C1 | 2 | 25 |  | 10.5 | 525
| Grid A2-C2 | 2 | 25 |  | 10.5 | 525
| Grid A2-B2 | 2 | 16 |  | 10.5 | 336
| Grid A3-B3 | 2 | 16 |  | 10.5 | 336
b | Outside Walls
| Grid A1-A3 | 2 | 43.25 |  | 13 | 1124.5
| Grid A1-C1 | 2 | 25 |  | 13 | 650
| Grid C1-C2 (Front DPC is 7ft From NSL) | 2 | 16 |  | 13 | 416
| Grid A3-B3 | 2 | 16 |  | 13 | 416
| Grid B2-C2 | 2 | 9 |  | 13 | 234
| Grid B2-B3 | 2 | 25 |  | 13 | 650
c | Over Lap | 1 | 400 |  | 1 | 400
d | Deductions (Inside)
| D1 2 Nos x Double side | -4 | 4 |  | 8 | -128 |  | lbs
M
| W1 2 Leaf | -26 | 4 |  | 6 | -624 |  | M2
M3
No
|  |  |  | Total Qty |  | 6582.5 | sft
|  |  |  | Additional Qty @ 5% |  | 0 | sft
|  |  |  | Grand Total |  | 6582.5 | sft
2-G | 2-G- SURFACE RENDERING (NON-SCH Items) | [5 empty] | Anchor | 1%Steel
18 | CHEMICAL ANCHORING (SPIT EPOXY) Drilling, cleaning, and fixing reinforcement bars/anchor bolts using an approved chemical anchoring system (Spit Epoxy or equivalent) in concrete or masonry, including drilling of holes of required diameter and depth, thorough cleaning by air blowing and brushing, injection of epoxy resin, and insertion of steel bars/threaded rods to the specified embedment depth. The work shall include proper alignment, curing time as per the manufacturer’s recommendations, and testing where required to ensure full bond strength. All materials, tools, equipment, and workmanship shall be included, complete in all respects as per specifications and the Engineer’s instructions. | [6 empty] | 2%Steel
Cft
a | Checmical Anchoring | [6 empty] | Ft
| Corners | 4 | 14 |  |  |  | 0 | Job
| Tee-Junction | 2 | 16 |  |  |  | 0 | lbs
| Coloumn | 3 | 4 | 7 |  | 84 |  | M
M2
M3
|  |  |  | Total Qty |  | 84 | Anchor
|  |  |  | Additional Qty @ 5% |  | 0 | Anchor
|  |  |  | Grand Total |  | 84 | Anchor
2-G | 2-G- SURFACE RENDERING (NON-SCH Items) | [5 empty] | No | 1%Steel
19 | WHITE BOARD Providing, supplying, and fixing a whiteboard of size 4 ft × 8 ft, comprising a 1 mm-thick white laminated sheet bonded with approved adhesive over 6 mm thick PVC foam board, framed with ½" × 1" L-section steel pipe of 18 gauge. The board shall be securely fixed to the wall using 4 Nos. anchor bolts with washers, including all necessary accessories, alignment, and proper installation, excluding cost of red oxide primer and painting, complete in all respects as per specifications and the Engineer’s instructions. | [6 empty] | 2%Steel
| Foam PVC Sheet White Colour | 2 |  |  |  | 2 |  | Cft
Ft
Job
|  |  |  | Total Qty |  | 2 | No
|  |  |  | Additional Qty @ 5% |  | 0 | No
|  |  |  | Grand Total |  | 2 | No
2-G | 2-G- SURFACE RENDERING (NON-SCH Items) | [5 empty] | P. Hole | 1%Steel
20 | HOLES FOR CONNECTORS: Drilling holes through masonry walls of thickness ranging from 4½" to 18½", with hole diameters varying from ½" to ¾" and to the required depth for insertion of specified connectors/ties, including cleaning of holes and provision for anchorage using approved chemical anchoring system (Spit Epoxy or equivalent) as per specifications; cost of chemical anchoring compound (Spit Epoxy) shall be measured and paid separately, complete in all respects as per specifications and Engineer’s instructions. | [6 empty] | 2%Steel
Cft
a | As per Drawing, Specification or Instruction of the Engineer | [6 empty] | Ft
| Coner # 1 | [6 empty] | Job
| Width as per site (2'-9" & 2'-3") x Height | 10 |  |  | 14 | 140 |  | lbs
| Holes in Slab for Vertical Bars | 14 |  |  |  | 14 |  | M
b | Coner # 2
| Width as per site (2'-9" & 2'-7") x Height | 10 |  |  | 14 | 140
| Holes in Slab for Vertical Bars | 14 |  |  |  | 14
c | Coner # 3
| Width as per site (2'-9" & 2'-3") x Height | 10 |  |  | 14 | 140
| Holes in Slab for Vertical Bars | 14 |  |  |  | 14
d | Coner # 4
| Width as per site (2'-9" & 2'-3") x Height | 10 |  |  | 14 | 140
| Holes in Slab for Vertical Bars | 14 |  |  |  | 14
e | TEE #5
| Width as per site (4 & 1'-6") x Height | 10 |  |  | 14 | 140
| Holes in Slab for Vertical Bars | 16 |  |  |  | 16
f | TEE #6
| Width as per site (4 & 0'-6") x Height | 10 |  |  | 14 | 140
| Holes in Slab for Vertical Bars | 12 |  |  |  | 12
g | TEE #7
| Width as per site (4 & 0'-6") x Height | 10 |  |  | 14 | 140
| Holes in Slab for Vertical Bars | 12 |  |  |  | 12 |  | M2
h | Lintel Beam | [6 empty] | M3
| A1D4-C3D4 @ 43.25 X 2 Nos (Top & Bottom in the form of C shape Connector) | 86.5 |  |  |  | 86.5 |  | No
| A1D4-A1F6 @ 26.5 | 53 |  |  |  | 53 |  | Sft
| A1F6-B2F6 @ 17.5 | 35 |  |  |  | 35
| B2F6-B2E5 @ 9 | 18 |  |  |  | 18
| B2E5-C3E5 @25.75 | 51.5 |  |  |  | 51.5
| C3D4-C3F6 @17.5 | 35 |  |  |  | 35
| Connectors across wall | 210 |  |  |  | 210
i | Columns
C1
| Connectors at Each Face of Column | 48 |  |  |  | 48
| Holes in Slab for Vertical Bars | 4 |  |  |  | 4
j | C2
| Connectors at Each Face of Column | 48 |  |  |  | 48
| Holes in Slab for Vertical Bars | 4 |  |  |  | 4
k | C3
| Connectors at Each Face of Column | 60 |  |  |  | 60
| Holes in Slab for Vertical Bars | 6 |  |  |  | 6
|  |  |  | Total Qty |  | 1735 | P. Hole
|  |  |  | Additional Qty @ 5% |  | 0 | P. Hole
|  |  |  | Grand Total |  | 1735 | P. Hole
2-H | 2-H- IRON WORK (NON-SCH Items) | [5 empty] | sft | 1%Steel
21 | STEEL DOOR Providing, fabricating, and fixing steel door comprising frame made from 1" × 2" steel pipe of 16 gauge, including square pipe at lock rail and horizontal/vertical members above and below lock rail, clad with 18 SWG pressed steel sheet, complete with all necessary ironmongery (hinges, handles, lock, tower bolt, etc.), including welding, fixing, and finishing, excluding cost of red oxide primer and paint, complete in all respects as per specifications and Engineer’s instructions. | [6 empty] | 2%Steel
Cft
a | D1 (4'X8.5') 2 Nos x Double Leaf each | 2 | 4 |  | 7 | 56 |  | Ft
Job
|  |  |  | Total Qty |  | 56 | sft
|  |  |  | Additional Qty @ 5% |  | 0 | sft
|  |  |  | Grand Total |  | 56 | sft
2-H | 2-H- IRON WORK (NON-SCH Items) | [5 empty] | No | 1%Steel
22 | TOWER BOLTS Providing and fixing 6" long brass-cladded tower bolts of approved quality, including all necessary screws, accessories, and proper fixing to doors/windows, complete in all respects as per specifications and Engineer’s instructions. | [6 empty] | 2%Steel
Cft
a | Tower Bolts | 4 |  |  |  | 4 |  | Ft
|  |  |  | Total Qty |  | 4 | No
|  |  |  | Additional Qty @ 5% |  | 0 | No
|  |  |  | Grand Total |  | 4 | No
2-H | 2-H- IRON WORK (NON-SCH Items) | [5 empty] | No | 1%Steel
23 | HANDLE LOCKS Providing and fixing 15" long handle locks (inside and outside of double leaf door) of approved quality, including all necessary fittings, accessories, and proper installation, complete in all respects as per specifications and the Engineer’s instructions. | [6 empty] | 2%Steel
Cft
a | Handle Locks | 13 |  |  |  | 13 |  | Ft
Job
lbs
|  |  |  | Total Qty |  | 13 | No
|  |  |  | Additional Qty @ 5% |  | 0 | No
|  |  |  | Grand Total |  | 13 | No
2-H | 2-H- IRON WORK (NON-SCH Items) | [5 empty] | No | 1%Steel
24 | HEAVY DUTY HINGES Providing and fixing 3"–4" steel hinges of approved quality, installed at the rate of 3 Nos. per door leaf and 2 Nos. per window panel leaf, including screws, alignment, and proper fixing, complete in all respects as per specifications and the Engineer’s instructions. | [6 empty] | 2%Steel
| Hinges | 45 |  |  |  | 45 |  | Cft
Ft
|  |  |  | Total Qty |  | 45 | No
|  |  |  | Additional Qty @ 5% |  | 0 | No
|  |  |  | Grand Total |  | 45 | No
2-H | 2-H- IRON WORK (NON-SCH Items) | [5 empty] | No | 1%Steel
25 | VENTILATOR LATCHES Providing and fixing ventilator latches of approved quality, including all necessary fittings, accessories, and proper installation, complete in all respects as per specifications and the Engineer’s instructions. | [6 empty] | 2%Steel
| Ventilatore Latches | 13 |  |  |  | 13 |  | Cft
|  |  |  | Total Qty |  | 13 | No
|  |  |  | Additional Qty @ 5% |  | 0 | No
|  |  |  | Grand Total |  | 13 | No
2-H | 2-H- IRON WORK (NON-SCH Items) | [5 empty] | No | 1%Steel
26 | VENTILATOR CASEMENT LIMITERS Providing and fixing ventilator casement limiters (one at each side) of approved quality, including all necessary fittings, accessories, and proper fixing, complete in all respects as per specifications and the Engineer’s instructions. | [6 empty] | 2%Steel
| Ventilatore Casement Limiters | 13 |  |  |  | 13 |  | Cft
Ft
|  |  |  | Total Qty |  | 13 | No
|  |  |  | Additional Qty @ 5% |  | 0 | No
|  |  |  | Grand Total |  | 13 | No
2-H | 2-H- IRON WORK (NON-SCH Items) | [5 empty] | No | 1%Steel
27 | SAFETY HANDLES (DOORS) Providing, fabricating, and fixing heavy-duty safety handles made from 1½" × 1½" × ¼" (2/8") angle iron with chamfered corners to eliminate sharp edges, of 4"–6" size, including drilling, necessary screws of matching metal, fixing, and all accessories, excluding cost of red oxide primer and painting, complete in all respects as per specifications and Engineer’s instructions; 4 Nos. per double-leaf door. | [6 empty] | 2%Steel
| Safety Handle | 2 |  |  |  | 2 |  | Cft
Ft
Job
|  |  |  | Total Qty |  | 2 | No
|  |  |  | Additional Qty @ 5% |  | 0 | No
|  |  |  | Grand Total |  | 2 | No
2-H | 2-H- IRON WORK (NON-SCH Items) | [5 empty] | No | 1%Steel
28 | STEEL ALMARI Dismantling and removal of existing damaged wooden/steel almirah/wardrobe and providing, fabricating, and fixing new steel almirah of approximate size 4 ft × 4 ft × 1 ft, fabricated from MS sections. The front shutter shall be constructed with 1" × 1" × 1/8" angle iron frame, clad with 20 gauge plain MS sheet fixed with rivets. Internal shelves shall be formed using angle iron framing and MS sheet of same specification. The item shall include all necessary ironmongery such as handle, lock, hinges, and fittings, including fabrication, assembling, fixing in position, and all incidental works, excluding cost of red oxide primer and painting, complete in all respects as per specifications and Engineer’s instructions. | [6 empty] | 2%Steel
Cft
a | As per Drawing, Specification, or As per the Instruction of the Engineer | 2 |  |  |  | 2 |  | Ft
Job
lbs
|  |  |  | Total Qty |  | 2 | No
|  |  |  | Additional Qty @ 5% |  | 0 | No
|  |  |  | Grand Total |  | 2 | No

## 04-B.O.Q Electrical WORK
Electrical Work
Sr No. | Latest CSR/MRS-Based | Description | Units | Quantity | Item Rate (Rs) | Total Amount (Rs.)
01(A)- ELECTRIFICATION OF EXISTING CLASS ROOMS & TOILETS (SCH Items)
General Note: The Bidder shall be deemed to have thoroughly examined and satisfied itself as to all scheduled items, descriptions, drawings, specifications, and site conditions prior to submission of its rates. The rates quoted shall be construed to include the full cost of supply, installation, commissioning, labor, tools, plant, transportation, wastage, and all fittings and accessories necessary for the proper and complete execution of the Works. All materials shall be of approved make and quality, conforming to applicable IEC/ISO standards, and the Works shall be executed in accordance with established and accepted engineering practices to the satisfaction of the Engineer. The Bidder shall submit, and be bound by, a detailed rate analysis for each item, including but not limited to material costs, labor, overheads, taxes, and profit, which shall form the basis for evaluation and for the determination of any disputes arising under or in connection with the Contract. The Contractor shall, prior to commencement of works at each site, verify all quantities, and the final quantities shall be measured and certified upon completion. In the event of any discrepancy between estimated and actual quantities, the Contractor shall notify the Engineer in writing and obtain instructions prior to execution. Payment shall be made strictly on the basis of actual quantities executed and duly verified. In the event that the Contractor quotes a rate as zero, or quotes any rate with the intention of subsequently alleging error, omission, or inconsistency with the submitted rate analysis, such rate shall be deemed to be zero, and the Contractor shall remain bound by the determination of the Evaluation Committee; any claim, justification, or representation to the contrary shall be null, void, and of no contractual effect. The Contractor shall comply with all lawful instructions issued by the Engineer, whose determinations regarding quality, measurement, and certification shall be final and binding in accordance with the Conditions of Contract
1 | "CH-15: S.no 15-06-a" | Light Point Wiring (3/0.029 Cable) Providing, supplying, and installation of single-core PVC insulated and sheathed copper conductor cable (3/0.029”), 250/440V grade, from switchboard to lighting points, laid in conduit with separate wiring for each point (no looping), conforming to IEC 60227. | P.Rft | 904
2 | "CH-15: S.no 15-06-c" | Fan Wiring (7/0.029 Cable) Providing, supplying, and installation of single-core PVC insulated and sheathed copper conductor cable (7/0.029”), for ceiling fan circuits, complete as per IEC 60227. | P.Rft | 500
3 | "CH-15: S.no 15-06-d" | Sub-Main Wiring (7/0.036 Cable) Providing, supplying, and installation of single-core PVC insulated and sheathed copper conductor cable (7/0.036”), from distribution board to switchboards/power outlets, conforming to IEC 60227/60502. | P.Rft | 100
4 | "CH-15: S.no 15-80" | Dimmer Switch (Speed Control) Supply and fixing the dimmer switch complete | P.Nos | 6
5 | "CH-15: S.no 15-127-g" | 8 to 10 Gang Switches One Way (No 2Pin socket shall be provided within the 8 to 10 Gange ) Providing and installation of modular switches and socket outlets (5A, 10A, 15A), 250V rated, conforming to IEC 60669. | P.Nos | 6
6 | "CH-15: S.no 15-194" | Voltmeter (Panel Type) Providing and installing a heavy-duty panel mounted voltmeter with a selector switch, conforming to IEC 60051. | P.Nos | 1
Total Amount SCH Items PKR. | [5 empty] | 0
1(B)- ELECTRIFICATION OF EXISTING CLASS ROOMS & TOILETS (NON-SCH Items)
General Note: The Bidder shall be deemed to have fully reviewed and understood all non-scheduled items, including their descriptions, specifications, and performance requirements, and shall include in the quoted rates the complete cost of supply, installation, commissioning, and integration with existing systems, together with all fittings and accessories necessary for proper operation. All materials and equipment shall be of approved make, supported by relevant technical documentation, and conforming to applicable IEC/ISO standards. The Bidder shall provide detailed rate analysis for each item, including material costs, labor, overheads, taxes, and profit, which shall be binding and shall constitute the basis for the evaluation of the bid and for the resolution of any disputes arising under the Contract. The Contractor shall verify all quantities prior to commencement of works at each site, and final quantities shall be measured and certified upon completion. Any variation in quantities shall be reported to the Engineer in writing, and no such variation shall be executed without prior instruction. Payment shall be made upon satisfactory completion and certification by the Engineer. In the event that any rate is quoted as zero, or is subsequently claimed to have been quoted in error or inconsistent with the submitted rate analysis, such rate shall be deemed to be zero, and the Contractor shall be bound by the decision of the Evaluation Committee; any subsequent claim or justification shall be treated as null and void and shall have no contractual standing. The Contractor shall comply with all instructions issued by the Engineer, whose decisions regarding quality, performance, and certification shall be final and binding in accordance with the Conditions of Contract
1 | ELEC N.S.I -01 | PVC Back Box (3”×3”) Providing and fixing flame-retardant PVC back box (3”×3”, 4” deep), conforming to IEC standards. | P.Nos | 5
2 | ELEC N.S.I -02 | MCB (10A) Providing and installing a 10A miniature circuit breaker (MCB), 6kA breaking capacity, conforming to IEC 60898. | P.Nos | 6
3 | ELEC N.S.I -03 | MCB (15A) Providing and installation of 15A MCB, conforming to IEC 60898. | P.Nos | 2
4 | ELEC N.S.I -04 | MCCB (63A, TP) Providing and installation of 3-pole MCCB, 63A, 10kA breaking capacity, conforming to IEC 60947. | P.Nos | 1
5 | ELEC N.S.I -05 | Indicator Lights Providing and installation of LED indicator lamps for panel indication, 220V rated. | P.Nos | 3
6 | ELEC N.S.I -06 | Power Plug (15/30A) Providing and installation of heavy-duty power plug/socket (15/30A), 250V rated. | P.Rft | 1
7 | ELEC N.S.I -07 | Light Plug (15A) Providing and installation of 15A light plug, complete with connections. | P.Nos | 2
8 | ELEC N.S.I -08 | LED Tube Light (40W) Providing, supplying, and installing 40W LED Tube Light (As per the approved Material List), complete with all accessories, fixtures, wiring, and connections, conforming to relevant IEC standards. The LED tube light shall have a maximum power consumption of 40W with a minimum 60% energy saving compared to conventional 80W fluorescent tubes, delivering consistent, high-lumen, flicker-free illumination. The fitting shall have a minimum lifespan of 50,000 hours, constructed with a durable shatterproof polycarbonate body, complete in all respects as per approved specifications and as directed by the Engineer. | P.Nos | 8
9 | ELEC N.S.I -09 | Ceiling Fan (56”) Providing, supplying, and installation of premium quality AC ceiling fan (Pak Fan Deluxe Model 56 or equivalent approved) of 56-inch sweep, complete with GI suspension rod, canopy, blades, and electronic regulator, including all necessary accessories and connections. The fan shall be designed for superior air delivery with a minimum speed of 315 RPM, air displacement of approximately 12,000 CFM, and service value around 170, operating on 220/230V, 50 Hz supply. The fan shall be energy efficient with low power consumption (approx. 70 watts or better), with copper winding motor and provision for stable performance under varying voltage conditions. Complete in all respects as per specifications and as directed by the Engineer. | P.Nos | 6
10 | ELEC N.S.I -10 | PVC Bulb Holder Providing, supplying, and installation of high-quality PVC type energy saver bulb holder (batten type), suitable for LED/energy saver lamps, complete with brass contacts, heat-resistant body, and all necessary fixing accessories, wiring connections, and fittings, conforming to relevant IEC standards, complete in all respects as per specifications and as directed by the Engineer. | P.Nos | 12
11 | ELEC N.S.I -11 | LED Bulb (18W) Providing, supplying, and installation of 18W LED bulb of approved make, suitable for 220V supply, having cool daylight color temperature of 6500K, complete with standard base holder compatibility. The bulb shall be energy-efficient, with low heat emission, instant-on operation without flickering or warm-up time, and an average lifespan of not less than 25,000 hours. The product shall be eco-friendly and suitable for continuous use, complete with all necessary fittings and connections, as per specifications and as directed by the Engineer | P.Nos | 12
12 | ELEC N.S.I -12 | Wiring Connectors (2-way, 5A) Providing, supplying, and installation of 2-way, 5-amp electrical wiring connectors (PVC insulated type), suitable for low-voltage domestic wiring applications, complete with high-conductivity brass/copper terminals, secure screw or push-fit mechanism, and durable heat-resistant insulating body. The connectors shall be capable of safely joining two conductors, ensuring reliable electrical continuity and insulation, conforming to relevant IEC standards. Complete with all necessary accessories and connections, as per specifications and as directed by the Engineer. | P.Nos | 26
13 | Electric S.no 252 | Copper Thimbles & Ferrules Providing, supplying, and installation of high-quality Copper thimbles & ferrules(cable lugs), manufactured from electrolytic grade copper, suitable for termination of electrical cables, complete with proper crimping and fixing. The thimbles shall be tinned for corrosion resistance, ensuring high conductivity, durability, and secure cable connections. Suitable for specified cable sizes and conforming to relevant IEC standards. Complete in all respects as per specifications and as directed by the Engineer | P.Nos | 18
Total Amount NON-SCH Items PKR. | [5 empty] | 0
Total Amount SCH items + NON-SCH Items PKR. | [5 empty] | 0

## 04(a)-M.S Electrical Work (hidden)
Backup Calculation / Detail Estimate Sheet of Electrical Works |  | Rehabilitation & Retrofitting Works School GGPS Karakar (EMIS-39155), District Swat Khyber Pakhtunkhwa
Code | Activities | No | Lenght | Width | Height | Quantity | Unit |  | 1
1-A | 01(A)- ELECTRIFICATION OF EXISTING CLASS ROOMS & TOILETS (SCH Items) | [5 empty] | ft | 1.5%Steel | 1
1 | #REF! | [6 empty] | 1%Steel | 1
| As per the actual site requirement | 1 | 289 |  |  |  | 0 | 2%Steel | 1
| pipe in Roofs | 2 | 96 |  |  |  | 0 | Cft | 1
| pipe in Verandah | 2 | 9 |  |  |  | 0 | Ft | 1
[8 empty] | Job | 1
[8 empty] | lbs | 1
[8 empty] | M | 1
[8 empty] | M2 | 1
|  |  |  | Total Qty |  |  | ft
|  |  |  | Additional Qty @ 5% |  | 0 | ft
|  |  |  | Grand Total |  | #VALUE! | ft
1-A | 01(A)- ELECTRIFICATION OF EXISTING CLASS ROOMS & TOILETS (SCH Items) | [5 empty] | ft | 1.5%Steel | 1
2 | #REF! | [6 empty] | 1%Steel | 1
| From Source To MDB | 1 | 50 |  |  |  | 0 | 2%Steel | 1
[8 empty] | Cft | 1
[8 empty] | Ft | 1
[8 empty] | Job | 1
[8 empty] | lbs | 1
|  |  |  | Total Qty |  |  | ft
|  |  |  | Additional Qty @ 5% |  | 0 | ft
|  |  |  | Grand Total |  | #VALUE! | ft
1-A | 01(A)- ELECTRIFICATION OF EXISTING CLASS ROOMS & TOILETS (SCH Items) | [5 empty] | ft | 1.5%Steel | 1
3 | Light Point Wiring (3/0.029 Cable) Providing, supplying, and installation of single-core PVC insulated and sheathed copper conductor cable (3/0.029”), 250/440V grade, from switchboard to lighting points, laid in conduit with separate wiring for each point (no looping), conforming to IEC 60227. | [6 empty] | 1%Steel | 1
[8 empty] | 2%Steel | 1
| From Switch Board to Lights , Bulb Only | 1 | 600 |  |  | 600 |  | Cft | 1
[8 empty] | Ft | 1
| From Switch Board to Ceiling Fan Only | 8 | 38 |  |  | 304 |  | Job | 1
[8 empty] | lbs | 1
[8 empty] | M | 1
|  |  |  | Total Qty |  | 904 | ft
|  |  |  | Additional Qty @ 5% |  | 0 | ft
|  |  |  | Grand Total |  | 904 | ft
1-A | 01(A)- ELECTRIFICATION OF EXISTING CLASS ROOMS & TOILETS (SCH Items) | [5 empty] | ft | 1.5%Steel | 1
4 | Fan Wiring (7/0.029 Cable) Providing, supplying, and installation of single-core PVC insulated and sheathed copper conductor cable (7/0.029”), for ceiling fan circuits, complete as per IEC 60227. | [6 empty] | 1%Steel | 1
[8 empty] | 2%Steel | 1
[8 empty] | Ft | 1
| For Light Plug 10/15 Amp | 2 | 150 |  |  | 300 |  | Job | 1
[8 empty] | lbs | 1
| For Power Socket 15/30 Amp | 1 | 150 |  |  | 150 |  | M | 1
[8 empty] | M2 | 1
| Source to Toilet Block | 1 | 50 |  |  | 50 |  | M3 | 1
[8 empty] | No | 1
[8 empty] | Sft | 0.092903
|  |  |  | Total Qty |  | 500 | ft
|  |  |  | Additional Qty @ 5% |  | 0 | ft
|  |  |  | Grand Total |  | 500 | ft
1-A | 01(A)- ELECTRIFICATION OF EXISTING CLASS ROOMS & TOILETS (SCH Items) | [5 empty] | ft | 1.5%Steel | 1
5 | Sub-Main Wiring (7/0.036 Cable) Providing, supplying, and installation of single-core PVC insulated and sheathed copper conductor cable (7/0.036”), from distribution board to switchboards/power outlets, conforming to IEC 60227/60502. | [6 empty] | 1%Steel | 1
[8 empty] | 2%Steel | 1
| From Source to MDB | 1 | 100 |  |  | 100 |  | Cft | 1
[8 empty] | Ft | 1
[8 empty] | Job | 1
[8 empty] | lbs | 1
|  |  |  | Total Qty |  | 100 | ft
|  |  |  | Additional Qty @ 5% |  | 0 | ft
|  |  |  | Grand Total |  | 100 | ft
1-A | 01(A)- ELECTRIFICATION OF EXISTING CLASS ROOMS & TOILETS (SCH Items) | [5 empty] | No | 1.5%Steel | 1
6 | #REF! | [6 empty] | 1%Steel | 1
[8 empty] | 2%Steel | 1
| Coper Bus Bar | 0.5 |  |  |  |  | 0 | Cft | 1
[8 empty] | Ft | 1
[8 empty] | Job | 1
[8 empty] | lbs | 1
|  |  |  | Total Qty |  |  | No
|  |  |  | Additional Qty @ 5% |  | 0 | No
|  |  |  | Grand Total |  | #VALUE! | No
1-A | 01(A)- ELECTRIFICATION OF EXISTING CLASS ROOMS & TOILETS (SCH Items) | [5 empty] | No | 1.5%Steel | 1
7 | #REF! | [6 empty] | 1%Steel | 1
[8 empty] | 2%Steel | 1
| Bass Fan Hook with Rawal Plug | 8 |  |  |  |  | 0 | Cft | 1
[8 empty] | Ft | 1
[8 empty] | Job | 1
[8 empty] | lbs | 1
|  |  |  | Total Qty |  |  | No
|  |  |  | Additional Qty @ 5% |  | 0 | No
|  |  |  | Grand Total |  | #VALUE! | No
1-A | 01(A)- ELECTRIFICATION OF EXISTING CLASS ROOMS & TOILETS (SCH Items) | [5 empty] | No | 1.5%Steel | 1
8 | Dimmer Switch (Speed Control) Supply and fixing the dimmer switch complete | [6 empty] | 1%Steel | 1
[8 empty] | 2%Steel | 1
| AC/DC Dual Function Dimmer | 6 |  |  |  | 6 |  | Cft | 1
[8 empty] | Ft | 1
[8 empty] | Job | 1
[8 empty] | lbs | 1
|  |  |  | Total Qty |  | 6 | No
|  |  |  | Additional Qty @ 5% |  | 0 | No
|  |  |  | Grand Total |  | 6 | No
1-A | 01(A)- ELECTRIFICATION OF EXISTING CLASS ROOMS & TOILETS (SCH Items) | [5 empty] | No | 1.5%Steel | 1
9 | #REF! | [6 empty] | 1%Steel | 1
[8 empty] | 2%Steel | 1
| AC/DC Dual Function Dimmer | 6 |  |  |  |  | 0 | Cft | 1
[8 empty] | Ft | 1
[8 empty] | Job | 1
[8 empty] | lbs | 1
|  |  |  | Total Qty |  |  | No
|  |  |  | Additional Qty @ 5% |  | 0 | No
|  |  |  | Grand Total |  | #VALUE! | No
1-A | 01(A)- ELECTRIFICATION OF EXISTING CLASS ROOMS & TOILETS (SCH Items) | [5 empty] | No | 1.5%Steel | 1
10 | 8 to 10 Gang Switches One Way (No 2Pin socket shall be provided within the 8 to 10 Gange ) Providing and installation of modular switches and socket outlets (5A, 10A, 15A), 250V rated, conforming to IEC 60669. | [6 empty] | 1%Steel | 1
[8 empty] | 2%Steel | 1
| Heavy Duty For School Block | 5 |  |  |  | 5 |  | Cft | 1
| For Toilet Block | 1 |  |  |  | 1 |  | Ft | 1
[8 empty] | Job | 1
[8 empty] | lbs | 1
[8 empty] | M | 1
|  |  |  | Total Qty |  | 6 | No
|  |  |  | Additional Qty @ 5% |  | 0 | No
|  |  |  | Grand Total |  | 6 | No
1-A | 01(A)- ELECTRIFICATION OF EXISTING CLASS ROOMS & TOILETS (SCH Items) | [5 empty] | No | 1.5%Steel | 1
11 | Voltmeter (Panel Type) Providing and installing a heavy-duty panel mounted voltmeter with a selector switch, conforming to IEC 60051. | [6 empty] | 1%Steel | 1
[8 empty] | 2%Steel | 1
| Digital VM | 1 |  |  |  | 1 |  | Cft | 1
[8 empty] | Ft | 1
[8 empty] | Job | 1
|  |  |  | Total Qty |  | 1 | No
|  |  |  | Additional Qty @ 5% |  | 0 | No
|  |  |  | Grand Total |  | 1 | No
2-A | 1(B)- ELECTRIFICATION OF EXISTING CLASS ROOMS & TOILETS (NON-SCH Items) | [5 empty] | No | 1.5%Steel | 1
1 | PVC Back Box (3”×3”) Providing and fixing flame-retardant PVC back box (3”×3”, 4” deep), conforming to IEC standards. | [6 empty] | 1%Steel | 1
[8 empty] | 2%Steel | 1
| Heavy Duty , Non breakable | 5 |  |  |  | 5 |  | Cft | 1
[8 empty] | Ft | 1
[8 empty] | Job | 1
|  |  |  | Total Qty |  | 5 | No
|  |  |  | Additional Qty @ 5% |  | 0 | No
|  |  |  | Grand Total |  | 5 | No
2-A | 1(B)- ELECTRIFICATION OF EXISTING CLASS ROOMS & TOILETS (NON-SCH Items) | [5 empty] | No | 1.5%Steel | 1
2 | #REF! | [6 empty] | 1%Steel | 1
[8 empty] | 2%Steel | 1
| Heavy Duty , Non breakable | 5 |  |  |  |  | 0 | Cft | 1
| For Toilet Block | 1 |  |  |  |  | 0 | Ft | 1
[8 empty] | Job | 1
[8 empty] | lbs | 1
|  |  |  | Total Qty |  |  | No
|  |  |  | Additional Qty @ 5% |  | 0 | No
|  |  |  | Grand Total |  | #VALUE! | No
2-A | 1(B)- ELECTRIFICATION OF EXISTING CLASS ROOMS & TOILETS (NON-SCH Items) | [5 empty] | No | 1.5%Steel | 1
3 | MCB (10A) Providing and installing a 10A miniature circuit breaker (MCB), 6kA breaking capacity, conforming to IEC 60898. | [6 empty] | 1%Steel | 1
[8 empty] | 2%Steel | 1
| Braker for 7/0.029 wire | 6 |  |  |  | 6 |  | Cft | 1
[8 empty] | Ft | 1
[8 empty] | Job | 1
|  |  |  | Total Qty |  | 6 | No
|  |  |  | Additional Qty @ 5% |  | 0 | No
|  |  |  | Grand Total |  | 6 | No
2-A | 1(B)- ELECTRIFICATION OF EXISTING CLASS ROOMS & TOILETS (NON-SCH Items) | [5 empty] | No | 1.5%Steel | 1
4 | MCB (15A) Providing and installation of 15A MCB, conforming to IEC 60898. | [6 empty] | 1%Steel | 1
[8 empty] | 2%Steel | 1
| Braker for 7/0.036 wire | 2 |  |  |  | 2 |  | Cft | 1
[8 empty] | Ft | 1
[8 empty] | Job | 1
[8 empty] | lbs | 1
|  |  |  | Total Qty |  | 2 | No
|  |  |  | Additional Qty @ 5% |  | 0 | No
|  |  |  | Grand Total |  | 2 | No
2-A | 1(B)- ELECTRIFICATION OF EXISTING CLASS ROOMS & TOILETS (NON-SCH Items) | [5 empty] | No | 1.5%Steel | 1
5 | MCCB (63A, TP) Providing and installation of 3-pole MCCB, 63A, 10kA breaking capacity, conforming to IEC 60947. | [6 empty] | 1%Steel | 1
[8 empty] | 2%Steel | 1
| Braker for 7/0.036 wire | 1 |  |  |  | 1 |  | Cft | 1
[8 empty] | Ft | 1
[8 empty] | Job | 1
|  |  |  | Total Qty |  | 1 | No
|  |  |  | Additional Qty @ 5% |  | 0 | No
|  |  |  | Grand Total |  | 1 | No
2-A | 1(B)- ELECTRIFICATION OF EXISTING CLASS ROOMS & TOILETS (NON-SCH Items) | [5 empty] | No | 1.5%Steel | 1
6 | Indicator Lights Providing and installation of LED indicator lamps for panel indication, 220V rated. | [6 empty] | 1%Steel | 1
[8 empty] | 2%Steel | 1
| Red / Green / Yellow | 3 |  |  |  | 3 |  | Cft | 1
[8 empty] | Ft | 1
[8 empty] | Job | 1
|  |  |  | Total Qty |  | 3 | No
|  |  |  | Additional Qty @ 5% |  | 0 | No
|  |  |  | Grand Total |  | 3 | No
2-A | 1(B)- ELECTRIFICATION OF EXISTING CLASS ROOMS & TOILETS (NON-SCH Items) | [5 empty] | ft | 1.5%Steel | 1
7 | Power Plug (15/30A) Providing and installation of heavy-duty power plug/socket (15/30A), 250V rated. | [6 empty] | 1%Steel | 1
[8 empty] | 2%Steel | 1
| Heavy-duty white colour PP | 1 |  |  |  | 1 |  | Cft | 1
[8 empty] | Ft | 1
[8 empty] | Job | 1
[8 empty] | lbs | 1
|  |  |  | Total Qty |  | 1 | ft
|  |  |  | Additional Qty @ 5% |  | 0 | ft
|  |  |  | Grand Total |  | 1 | ft
2-A | 1(B)- ELECTRIFICATION OF EXISTING CLASS ROOMS & TOILETS (NON-SCH Items) | [5 empty] | No | 1.5%Steel | 1
8 | Light Plug (15A) Providing and installation of 15A light plug, complete with connections. | [6 empty] | 1%Steel | 1
[8 empty] | 2%Steel | 1
| Heavy-duty white colour PP | 2 |  |  |  | 2 |  | Cft | 1
[8 empty] | Ft | 1
[8 empty] | Job | 1
[8 empty] | lbs | 1
|  |  |  | Total Qty |  | 2 | No
|  |  |  | Additional Qty @ 5% |  | 0 | No
|  |  |  | Grand Total |  | 2 | No
2-A | 1(B)- ELECTRIFICATION OF EXISTING CLASS ROOMS & TOILETS (NON-SCH Items) | [5 empty] | No | 1.5%Steel | 1
9 | #REF! | [6 empty] | 1%Steel | 1
[8 empty] | 2%Steel | 1
| Heavy duty , Powederd Coated | 1 |  |  |  |  | 0 | Cft | 1
[8 empty] | Ft | 1
[8 empty] | Job | 1
[8 empty] | lbs | 1
|  |  |  | Total Qty |  |  | No
|  |  |  | Additional Qty @ 5% |  | 0 | No
|  |  |  | Grand Total |  | #VALUE! | No
2-A | 1(B)- ELECTRIFICATION OF EXISTING CLASS ROOMS & TOILETS (NON-SCH Items) | [5 empty] | No | 1.5%Steel | 1
10 | LED Tube Light (40W) Providing, supplying, and installing 40W LED Tube Light (As per the approved Material List), complete with all accessories, fixtures, wiring, and connections, conforming to relevant IEC standards. The LED tube light shall have a maximum power consumption of 40W with a minimum 60% energy saving compared to conventional 80W fluorescent tubes, delivering consistent, high-lumen, flicker-free illumination. The fitting shall have a minimum lifespan of 50,000 hours, constructed with a durable shatterproof polycarbonate body, complete in all respects as per approved specifications and as directed by the Engineer. | [6 empty] | 1%Steel | 1
[8 empty] | 2%Steel | 1
| Good Quality | 8 |  |  |  | 8 |  | Cft | 1
[8 empty] | Ft | 1
[8 empty] | Job | 1
|  |  |  | Total Qty |  | 8 | No
|  |  |  | Additional Qty @ 5% |  | 0 | No
|  |  |  | Grand Total |  | 8 | No
2-A | 1(B)- ELECTRIFICATION OF EXISTING CLASS ROOMS & TOILETS (NON-SCH Items) | [5 empty] | No | 1.5%Steel | 1
11 | Ceiling Fan (56”) Providing, supplying, and installation of premium quality AC ceiling fan (Pak Fan Deluxe Model 56 or equivalent approved) of 56-inch sweep, complete with GI suspension rod, canopy, blades, and electronic regulator, including all necessary accessories and connections. The fan shall be designed for superior air delivery with a minimum speed of 315 RPM, air displacement of approximately 12,000 CFM, and service value around 170, operating on 220/230V, 50 Hz supply. The fan shall be energy efficient with low power consumption (approx. 70 watts or better), with copper winding motor and provision for stable performance under varying voltage conditions. Complete in all respects as per specifications and as directed by the Engineer. | [6 empty] | 1%Steel | 1
[8 empty] | 2%Steel | 1
| Ceiling Fan 100% Coper | 6 |  |  |  | 6 |  | Cft | 1
[8 empty] | Ft | 1
[8 empty] | Job | 1
|  |  |  | Total Qty |  | 6 | No
|  |  |  | Additional Qty @ 5% |  | 0 | No
|  |  |  | Grand Total |  | 6 | No
2-A | 1(B)- ELECTRIFICATION OF EXISTING CLASS ROOMS & TOILETS (NON-SCH Items) | [5 empty] | No | 1.5%Steel | 1
12 | PVC Bulb Holder Providing, supplying, and installation of high-quality PVC type energy saver bulb holder (batten type), suitable for LED/energy saver lamps, complete with brass contacts, heat-resistant body, and all necessary fixing accessories, wiring connections, and fittings, conforming to relevant IEC standards, complete in all respects as per specifications and as directed by the Engineer. | [6 empty] | 1%Steel | 1
[8 empty] | 2%Steel | 1
| Wall Bulb Inside School Block | 10 |  |  |  | 10 |  | Cft | 1
| Inside Toilets | 2 |  |  |  | 2 |  | Ft | 1
[8 empty] | Job | 1
[8 empty] | lbs | 1
|  |  |  | Total Qty |  | 12 | No
|  |  |  | Additional Qty @ 5% |  | 0 | No
|  |  |  | Grand Total |  | 12 | No
2-A | 1(B)- ELECTRIFICATION OF EXISTING CLASS ROOMS & TOILETS (NON-SCH Items) | [5 empty] | No | 1.5%Steel | 1
13 | LED Bulb (18W) Providing, supplying, and installation of 18W LED bulb of approved make, suitable for 220V supply, having cool daylight color temperature of 6500K, complete with standard base holder compatibility. The bulb shall be energy-efficient, with low heat emission, instant-on operation without flickering or warm-up time, and an average lifespan of not less than 25,000 hours. The product shall be eco-friendly and suitable for continuous use, complete with all necessary fittings and connections, as per specifications and as directed by the Engineer | [6 empty] | 1%Steel | 1
[8 empty] | 2%Steel | 1
| Wall Bulb Inside School Block | 10 |  |  |  | 10 |  | Cft | 1
| Inside Toilets | 2 |  |  |  | 2 |  | Ft | 1
[8 empty] | Job | 1
[8 empty] | lbs | 1
|  |  |  | Total Qty |  | 12 | No
|  |  |  | Additional Qty @ 5% |  | 0 | No
|  |  |  | Grand Total |  | 12 | No
2-A | 1(B)- ELECTRIFICATION OF EXISTING CLASS ROOMS & TOILETS (NON-SCH Items) | [5 empty] | No | 1.5%Steel | 1
14 | Wiring Connectors (2-way, 5A) Providing, supplying, and installation of 2-way, 5-amp electrical wiring connectors (PVC insulated type), suitable for low-voltage domestic wiring applications, complete with high-conductivity brass/copper terminals, secure screw or push-fit mechanism, and durable heat-resistant insulating body. The connectors shall be capable of safely joining two conductors, ensuring reliable electrical continuity and insulation, conforming to relevant IEC standards. Complete with all necessary accessories and connections, as per specifications and as directed by the Engineer. | [6 empty] | 1%Steel | 1
[8 empty] | 2%Steel | 1
| For Connect for all Acessories | 24 |  |  |  | 24 |  | Cft | 1
| For Toilet Block | 2 |  |  |  | 2 |  | Ft | 1
[8 empty] | Job | 1
[8 empty] | lbs | 1
|  |  |  | Total Qty |  | 26 | No
|  |  |  | Additional Qty @ 5% |  | 0 | No
|  |  |  | Grand Total |  | 26 | No
2-A | 1(B)- ELECTRIFICATION OF EXISTING CLASS ROOMS & TOILETS (NON-SCH Items) | [5 empty] | No | 1.5%Steel | 1
15 | Copper Thimbles & Ferrules Providing, supplying, and installation of high-quality Copper thimbles & ferrules(cable lugs), manufactured from electrolytic grade copper, suitable for termination of electrical cables, complete with proper crimping and fixing. The thimbles shall be tinned for corrosion resistance, ensuring high conductivity, durability, and secure cable connections. Suitable for specified cable sizes and conforming to relevant IEC standards. Complete in all respects as per specifications and as directed by the Engineer | [6 empty] | 1%Steel | 1
[8 empty] | 2%Steel | 1
| Connect for all Acessories | 2 | 9 |  |  | 18 |  | Cft | 1
[8 empty] | Ft | 1
[8 empty] | Job | 1
[8 empty] | lbs | 1
[8 empty] | M | 1
|  |  |  | Total Qty |  | 18 | No
|  |  |  | Additional Qty @ 5% |  | 0 | No
|  |  |  | Grand Total |  | 18 | No

## 05-B.O.Q PHE Works
PLUMBING WORKS
Sr No. | Latest CSR/MRS-Based | Description | Units | Quantity | Item Rate (Rs) | Total Amount (Rs.)
1A- SANITARY & WATER SUPPLY OF EXISTING CLASS ROOMS & TOILETS (SCH Items)
General Note: The Bidder shall carefully examine all scheduled items, descriptions, drawings, and specifications before quoting rates. The quoted rates shall be deemed inclusive of complete supply, installation, commissioning, labor, tools, plant, transportation, wastage, and all fittings and accessories necessary for proper completion of the works. All materials shall be of approved make and quality, conforming to relevant standards, and all works shall be executed using standard and conventional construction practices to the satisfaction of the Engineer. The Bidder shall ensure that the quoted rates are supported by detailed rate analysis of each item, including material cost, labor, overheads, taxes, and profit, which shall form the basis for evaluation and resolution of any dispute arising under the Conditions of Contract. The actual quantities shall be verified at site upon completion; however, prior to initiating the scope of work at each school, the Contractor shall verify the quantities of each item. In case of any variation from the estimated quantities, the Contractor shall notify the Engineer and obtain necessary instructions before execution. Measurement and payment shall be based on actual quantities executed and verified. In case the Contractor quotes a rate equal to zero, or quotes a rate other than zero with the intention of later claiming it as a mistake or inconsistent with the submitted rate analysis, such rate shall be treated as zero, and the Contractor shall be bound by the decision of the Evaluation Committee; any justification or claim in this regard shall be considered null and void. The Contractor shall comply with all instructions of the Engineer, whose decisions regarding quality, measurements, and certification shall be binding as per Conditions of Contract
1 | "CH-14: S.no 14-01-b +14-02-a" | Accessible European Type WC (Disabled-Friendly) Providing, supplying, and installation of glazed earthenware European type water closet (WC) of approved make, complete with double seat and cover, flushing arrangement, P/S trap, and connection to soil pipe, including all necessary fittings and making good. The WC shall be installed at an appropriate height and configuration specifically suitable for use by persons with disabilities, in accordance with approved drawings and accessibility guidelines. Complete in all respects as per specifications and as directed by the Engineer. | P.No | 1
2 | "CH-14: S.no 14-05-a-02 " | Wash Hand Basin with Pedestal Providing and fixing glazed WHB (22"x16"), with pedestal, including brackets Set, waste Jali, Waste Pipe, and White Colour | P.No | 2
3 | "CH-14: S.no 14-13 " | Soap Dish (CP) Providing and fixing chromium plated soap dish with concealed fittings, complete in all respects. | P.No | 2
4 | "CH-14: S.no 14-15 " | Toilet Paper Holder (CP) Providing and fixing CP toilet paper holder with necessary screws, Plug and fixtures. | P.No | 2
5 | "CH-14: S.no14-16-a " | Towel Rail (CP) Providing and Fixing chromium plated (CP) towel rail complete, (24") long, and properly anchored to the wall. | P.No | 2
6 | "CH-14: S.no 14-17-a" | Looking Glass (Mirror) Providing and fixing a 5mm thick mirror (600×450mm) with approved backing, screws, and edge protection, white in colour (24"x18") size | P.No | 2
7 | "CH-14: S.no 14-19-b" | Stainless Steel Shelf Providing, supplying, and installation of stainless steel shelf of approved quality, complete with chromium-plated (CP) brackets and protective railing, securely fixed to wall with appropriate fasteners. The shelf shall be corrosion-resistant, durable, and suitable for sanitary use, complete in all respects as per drawings, specifications, and as directed by the Engineer. 24"x5" | P.No | 2
8 | "CH-14: S.no 14-24-a " | Bib Cock (CP 3/4”) Providing and fixing CP bib cock (3/4”), heavy duty, including thread sealing, and leak proof installation ,heavy-duty of approved quality: 2 cm 3/4 | P.No | 4
9 | "CH-14: S.no14-32-a " | P-Trap with Chamber Providing and fixing a P-trap with GI grating and PCC chamber, including excavation, backfilling, and connection to the drainage line.4" (100 mm) as per the approved Material List | P.No | 2
10 | "CH-14: S.no14-43-b " | PVC Waste Pipe (1.5”) Providing and fixing PVC waste pipe, including fittings, clamps, joints, and connections to the drainage system. approved quality: 1.5" (40 mm) | P.No | 3
11 | "CH-14: S.no14-47-c " | CP Connection (1/2”) Providing and fixing 1/2" dia connection Including check nuts etc chromium plated (CP) connection | P.No | 6
12 | "CH-14: S.no14-48-f " | Brass Ball Valve (2”) Providing and fixing brass ball float valve (2”), including connection to tank inlet, testing, and adjustment. | P.No | 1
13 | "CH-14: S.no 14-69-b-05 " | Polyethylene Water Tank (1000 Gallons) Supplying and fixing a polyethylene water tank made from food grade FDA Certified raw material, 1000-gallon triple-layer UV stabilized polyethylene water tank, including base preparation, inlet/outlet connections, overflow, vent, and testing. | P.No | 1
14 | "CH-14: S.no 14-78 " | Flushing Cistern Providing and fixing 13.6-liter (3 Gallon) plastic flushing cistern with internal fittings, flush pipe, and complete connections | P.No | 1
15 | "CH-14: S.no 14-104-b " | Floor Trap / Jali Providing and fixing CP floor trap (6”×6”) with grating, including connection to waste pipe. | P.No | 2
16 | "CH-14: S.no 14-141-a " | UPVC Pipe (3”) P/L approved quality UPVC pipes for water Sewerage / Drainage supply i/c fitting, cutting, jointing, jointing material, Testing against leakage | P.Rft | 26
17 | "CH-14: S.no 14-141-b " | UPVC Pipe (4”) P/L approved quality UPVC pipes for water Sewerage / Drainage supply i/c fitting, cutting, jointing, jointing material, Testing against leakage | P.Rft | 39
18 | "CH-14: S.no 14-164 " | Multi Floor Trap Providing and fixing uPVC multi-floor trap (110×75mm) with strainer, including connections and making good. | P.No | 2
19 | "CH-14: S.no 14-170 " | Vent Pipe Cowl (3”) Providing and fixing vent pipe cowl (3”), including proper fixing and sealing. | P.No | 1
Total Amount SCH Items PKR. | [5 empty] | 0
1B- SANITARY & WATER SUPPLY OF EXISTING CLASS ROOMS & TOILETS (NON-SCH Items)
General Note: The Bidder shall thoroughly review all non-scheduled items and include in the quoted rates the complete cost of supply, installation, commissioning, and integration with existing systems, along with all fittings and accessories required for proper operation. Rates shall be based on detailed item descriptions, specifications, and intended performance. All materials and equipment shall be of approved make, supported by technical data, and conforming to relevant standards. The Bidder shall ensure that the quoted rates are justified through detailed rate analysis of each item, including material cost, labor, overheads, taxes, and profit, which shall be used as the basis for resolving any dispute arising under the Conditions of Contract. The actual quantities shall be verified at site upon completion; however, prior to initiating the scope of work at each school, the Contractor shall verify the quantities of each item. In case of any variation from the estimated quantities, the Contractor shall notify the Engineer and obtain necessary instructions before execution. Payment for such items shall be made upon satisfactory completion and certification by the Engineer. In case the Contractor quotes a rate equal to zero, or quotes a rate other than zero with the intention of later claiming it as a mistake or inconsistent with the submitted rate analysis, such rate shall be treated as zero, and the Contractor shall be bound by the decision of the Evaluation Committee; any justification or claim in this regard shall be considered null and void. The Contractor shall comply with all instructions of the Engineer, whose decisions regarding quality, performance, and certification shall be final, in accordance with the Conditions of Contract
1 | PLUMB N.S.I -01 | Squatting WC Providing and fixing squatting type WC with footrests, including trap, flushing system, and PCC bedding. | P.No | 1
2 | PLUMB N.S.I -02 | Commode Socket Providing, supplying, and installing the WC connector, commode socket, and flexible water connection pipe, glazed earthenware WC, European type made of durable PVC and stainless steel braided hose, ensuring leak-proof joints and proper alignment, complete with all fittings, fixing, and testing, as per specifications and standard plumbing practices | P.No | 1
3 | PLUMB N.S.I -03 | Grab Rail (Disabled Friendly) Providing and fixing CP grab rail (3 ft, 1” dia), securely anchored. | P.No | 3
4 | PLUMB N.S.I -04 | Mixer Valve (WHB) Providing and fixing chromium plated (CP) mixing valve for wash hand basin (WHB), heavy duty of approved quality : 2 cm (3/4") and With Two Nos of Connection Pipes, | P.No | 2
5 | PLUMB N.S.I -05 | Tee Cock (3/4”) Tee cock 3/4" Chromium plated heavy type | P.No | 6
6 | PLUMB N.S.I -06 | PPRC Gate Valve (25mm) Providing and fixing PPRC gate valve (screwed) 25 mm dia of approved quality | P.No | 2
7 | PLUMB N.S.I -07 | PPRC Pipeline (25mm) Providing, laying, cutting, jointing, testing PPRC pipeline in walls/trenches with pipes (confirming to DIN 8077/8078, PN 16 of approved quality & fittings conforming to DIN 16962, PN20 of the same manufacturer) for cold/hot water supply systems including specials, complete in all respects as per specifications: except excavation | P.Rft | 150
8 | PLUMB N.S.I -08 | Muslim Shower with Double Bib Cock Providing & fixing chromium-plated double bib-cock with Muslim Shower of approved quality Complete is all respects. | P.No | 2
Total Amount NON-SCH Items PKR. | [5 empty] | 0
Total Amount SCH items + NON-SCH Items PKR. | [5 empty] | 0

## 05(a)-M.S PHE Work (hidden)
Backup Calculation / Detail Estimate Sheet of PHE Works |  | Rehabilitation & Retrofitting Works School GGPS Karakar (EMIS-39155), District Swat Khyber Pakhtunkhwa
Code | Activities | No | Lenght | Width | Height | Quantity | Unit |  | 1
1-A | 1A- SANITARY & WATER SUPPLY OF EXISTING CLASS ROOMS & TOILETS (SCH Items) | [5 empty] | No | 1.5%Steel | 1
1 | Accessible European Type WC (Disabled-Friendly) Providing, supplying, and installation of glazed earthenware European type water closet (WC) of approved make, complete with double seat and cover, flushing arrangement, P/S trap, and connection to soil pipe, including all necessary fittings and making good. The WC shall be installed at an appropriate height and configuration specifically suitable for use by persons with disabilities, in accordance with approved drawings and accessibility guidelines. Complete in all respects as per specifications and as directed by the Engineer. | [6 empty] | 1%Steel | 1
[8 empty] | 2%Steel | 1
| English WC Class A, Standard Size as per The Description, Specification, Drawing or as per The Engineer Instruction. | 1 |  |  |  | 1 |  | Cft | 1
[8 empty] | Ft | 1
|  |  |  | Total Qty |  | 1 | No
|  |  |  | Additional Qty @ 5% |  | 0 | No
|  |  |  | Grand Total |  | 1 | No
1-A | 1A- SANITARY & WATER SUPPLY OF EXISTING CLASS ROOMS & TOILETS (SCH Items) | [5 empty] | No | 1.5%Steel | 1
2 | Wash Hand Basin with Pedestal Providing and fixing glazed WHB (22"x16"), with pedestal, including brackets Set, waste Jali, Waste Pipe, and White Colour | [6 empty] | 1%Steel | 1
[8 empty] | 2%Steel | 1
| WHB, Standard Size as per The Description, Specification, Drawing or as per The Engineer Instruction. | 2 |  |  |  | 2 |  | Cft | 1
|  |  |  | Total Qty |  | 2 | No
|  |  |  | Additional Qty @ 5% |  | 0 | No
|  |  |  | Grand Total |  | 2 | No
1-A | 1A- SANITARY & WATER SUPPLY OF EXISTING CLASS ROOMS & TOILETS (SCH Items) | [5 empty] | No | 1.5%Steel | 1
3 | Soap Dish (CP) Providing and fixing chromium plated soap dish with concealed fittings, complete in all respects. | [6 empty] | 1%Steel | 1
[8 empty] | 2%Steel | 1
| Soap Dish, Standard Size as per The Description, Specification, Drawing or as per The Engineer Instruction. | 2 |  |  |  | 2 |  | Cft | 1
[8 empty] | Ft | 1
|  |  |  | Total Qty |  | 2 | No
|  |  |  | Additional Qty @ 5% |  | 0 | No
|  |  |  | Grand Total |  | 2 | No
1-A | 1A- SANITARY & WATER SUPPLY OF EXISTING CLASS ROOMS & TOILETS (SCH Items) | [5 empty] | No | 1.5%Steel | 1
4 | Toilet Paper Holder (CP) Providing and fixing CP toilet paper holder with necessary screws, Plug and fixtures. | [6 empty] | 1%Steel | 1
[8 empty] | 2%Steel | 1
| Toilet Paper Holder, Standard Size as per The Description, Specification, Drawing or as per The Engineer Instruction. | 2 |  |  |  | 2 |  | Cft | 1
[8 empty] | Ft | 1
|  |  |  | Total Qty |  | 2 | No
|  |  |  | Additional Qty @ 5% |  | 0 | No
|  |  |  | Grand Total |  | 2 | No
1-A | 1A- SANITARY & WATER SUPPLY OF EXISTING CLASS ROOMS & TOILETS (SCH Items) | [5 empty] | No | 1.5%Steel | 1
5 | Towel Rail (CP) Providing and Fixing chromium plated (CP) towel rail complete, (24") long, and properly anchored to the wall. | [6 empty] | 1%Steel | 1
[8 empty] | 2%Steel | 1
| Towel Rail, Standard Size as per The Description, Specification, Drawing, or as per The Engineer's Instruction. | 2 |  |  |  | 2 |  | Cft | 1
[8 empty] | Ft | 1
|  |  |  | Total Qty |  | 2 | No
|  |  |  | Additional Qty @ 5% |  | 0 | No
|  |  |  | Grand Total |  | 2 | No
1-A | 1A- SANITARY & WATER SUPPLY OF EXISTING CLASS ROOMS & TOILETS (SCH Items) | [5 empty] | No | 1.5%Steel | 1
6 | Looking Glass (Mirror) Providing and fixing a 5mm thick mirror (600×450mm) with approved backing, screws, and edge protection, white in colour (24"x18") size | [6 empty] | 1%Steel | 1
[8 empty] | 2%Steel | 1
| Looking Mirro, Standard Size as per The Description, Specification, Drawing, or as per The Engineer's Instruction. | 2 |  |  |  | 2 |  | Cft | 1
[8 empty] | Ft | 1
|  |  |  | Total Qty |  | 2 | No
|  |  |  | Additional Qty @ 5% |  | 0 | No
|  |  |  | Grand Total |  | 2 | No
1-A | 1A- SANITARY & WATER SUPPLY OF EXISTING CLASS ROOMS & TOILETS (SCH Items) | [5 empty] | No | 1.5%Steel | 1
7 | Stainless Steel Shelf Providing, supplying, and installation of stainless steel shelf of approved quality, complete with chromium-plated (CP) brackets and protective railing, securely fixed to wall with appropriate fasteners. The shelf shall be corrosion-resistant, durable, and suitable for sanitary use, complete in all respects as per drawings, specifications, and as directed by the Engineer. 24"x5" | [6 empty] | 1%Steel | 1
[8 empty] | 2%Steel | 1
| Stainless Steel Shelf, Standard Size as per The Description, Specification, Drawing, or as per The Engineer's Instruction. | 2 |  |  |  | 2 |  | Cft | 1
[8 empty] | Ft | 1
|  |  |  | Total Qty |  | 2 | No
|  |  |  | Additional Qty @ 5% |  | 0 | No
|  |  |  | Grand Total |  | 2 | No
1-A | 1A- SANITARY & WATER SUPPLY OF EXISTING CLASS ROOMS & TOILETS (SCH Items) | [5 empty] | No | 1.5%Steel | 1
8 | Bib Cock (CP 3/4”) Providing and fixing CP bib cock (3/4”), heavy duty, including thread sealing, and leak proof installation ,heavy-duty of approved quality: 2 cm 3/4 | [6 empty] | 1%Steel | 1
[8 empty] | 2%Steel | 1
| Bib Cock, Standard Size as per The Description, Specification, Drawing, or as per The Engineer's Instruction. | 2 | 2 |  |  | 4 |  | Cft | 1
[8 empty] | Ft | 1
|  |  |  | Total Qty |  | 4 | No
|  |  |  | Additional Qty @ 5% |  | 0 | No
|  |  |  | Grand Total |  | 4 | No
1-A | 1A- SANITARY & WATER SUPPLY OF EXISTING CLASS ROOMS & TOILETS (SCH Items) | [5 empty] | No | 1.5%Steel | 1
9 | P-Trap with Chamber Providing and fixing a P-trap with GI grating and PCC chamber, including excavation, backfilling, and connection to the drainage line.4" (100 mm) as per the approved Material List | [6 empty] | 1%Steel | 1
[8 empty] | 2%Steel | 1
| P-Trap Standard Size as per The Description, Specification, Drawing, or as per The Engineer's Instruction. | 2 | 1 |  |  | 2 |  | Cft | 1
[8 empty] | Ft | 1
|  |  |  | Total Qty |  | 2 | No
|  |  |  | Additional Qty @ 5% |  | 0 | No
|  |  |  | Grand Total |  | 2 | No
1-A | 1A- SANITARY & WATER SUPPLY OF EXISTING CLASS ROOMS & TOILETS (SCH Items) | [5 empty] | No | 1.5%Steel | 1
10 | PVC Waste Pipe (1.5”) Providing and fixing PVC waste pipe, including fittings, clamps, joints, and connections to the drainage system. approved quality: 1.5" (40 mm) | [6 empty] | 1%Steel | 1
[8 empty] | 2%Steel | 1
| Waste Pipe WHB , Standard Size as per The Description, Specification, Drawing, or as per The Engineer's Instruction. | 2 |  |  |  | 2 |  | Cft | 1
| Waste Pipe Flush Tank, Standard Size as per The Description, Specification, Drawing, or as per The Engineer's Instruction. | 1 | 1 |  |  | 1 |  | Ft | 1
[8 empty] | Job | 1
|  |  |  | Total Qty |  | 3 | No
|  |  |  | Additional Qty @ 5% |  | 0 | No
|  |  |  | Grand Total |  | 3 | No
1-A | 1A- SANITARY & WATER SUPPLY OF EXISTING CLASS ROOMS & TOILETS (SCH Items) | [5 empty] | No | 1.5%Steel | 1
11 | CP Connection (1/2”) Providing and fixing 1/2" dia connection Including check nuts etc chromium plated (CP) connection | [6 empty] | 1%Steel | 1
[8 empty] | 2%Steel | 1
| CP Connection, WHB & Electric Gyser Standard Size as per The Description, Specification, Drawing, or as per The Engineer's Instruction. | 1 | 6 |  |  | 6 |  | Cft | 1
| CP Connection Inside toilet Standard Size as per the Description, Specification, Drawing, or as per the Engineer's Instruction. | 4 | 3 |  |  |  | 0 | Ft | 1
[8 empty] | Job | 1
|  |  |  | Total Qty |  | 6 | No
|  |  |  | Additional Qty @ 5% |  | 0 | No
|  |  |  | Grand Total |  | 6 | No
1-A | 1A- SANITARY & WATER SUPPLY OF EXISTING CLASS ROOMS & TOILETS (SCH Items) | [5 empty] | No | 1.5%Steel | 1
12 | Brass Ball Valve (2”) Providing and fixing brass ball float valve (2”), including connection to tank inlet, testing, and adjustment. | [6 empty] | 1%Steel | 1
[8 empty] | 2%Steel | 1
| CP Connection Standard Size as per The Description, Specification, Drawing, or as per The Engineer's Instruction. | 1 |  |  |  | 1 |  | Cft | 1
[8 empty] | Ft | 1
|  |  |  | Total Qty |  | 1 | No
|  |  |  | Additional Qty @ 5% |  | 0 | No
|  |  |  | Grand Total |  | 1 | No
1-A | 1A- SANITARY & WATER SUPPLY OF EXISTING CLASS ROOMS & TOILETS (SCH Items) | [5 empty] | No | 1.5%Steel | 1
13 | Polyethylene Water Tank (1000 Gallons) Supplying and fixing a polyethylene water tank made from food grade FDA Certified raw material, 1000-gallon triple-layer UV stabilized polyethylene water tank, including base preparation, inlet/outlet connections, overflow, vent, and testing. | [6 empty] | 1%Steel | 1
[8 empty] | 2%Steel | 1
| PVC Water Tank, Standard Size as per The Description, Specification, Drawing, or as per The Engineer's Instruction. | 1 |  |  |  | 1 |  | Cft | 1
[8 empty] | Ft | 1
|  |  |  | Total Qty |  | 1 | No
|  |  |  | Additional Qty @ 5% |  | 0 | No
|  |  |  | Grand Total |  | 1 | No
1-A | 1A- SANITARY & WATER SUPPLY OF EXISTING CLASS ROOMS & TOILETS (SCH Items) | [5 empty] | No | 1.5%Steel | 1
14 | Flushing Cistern Providing and fixing 13.6-liter (3 Gallon) plastic flushing cistern with internal fittings, flush pipe, and complete connections | [6 empty] | 1%Steel | 1
[8 empty] | 2%Steel | 1
| Flushing, Standard Size as per The Description, Specification, Drawing, or as per The Engineer's Instruction. | 1 |  |  |  | 1 |  | Cft | 1
[8 empty] | Ft | 1
|  |  |  | Total Qty |  | 1 | No
|  |  |  | Additional Qty @ 5% |  | 0 | No
|  |  |  | Grand Total |  | 1 | No
1-A | 1A- SANITARY & WATER SUPPLY OF EXISTING CLASS ROOMS & TOILETS (SCH Items) | [5 empty] | No | 1.5%Steel | 1
15 | Floor Trap / Jali Providing and fixing CP floor trap (6”×6”) with grating, including connection to waste pipe. | [6 empty] | 1%Steel | 1
[8 empty] | 2%Steel | 1
| Floor Trap , Standard Size as per The Description, Specification, Drawing, or as per The Engineer's Instruction. | 2 |  |  |  | 2 |  | Cft | 1
[8 empty] | Ft | 1
|  |  |  | Total Qty |  | 2 | No
|  |  |  | Additional Qty @ 5% |  | 0 | No
|  |  |  | Grand Total |  | 2 | No
1-A | 1A- SANITARY & WATER SUPPLY OF EXISTING CLASS ROOMS & TOILETS (SCH Items) | [5 empty] | ft | 1.5%Steel | 1
16 | UPVC Pipe (3”) P/L approved quality UPVC pipes for water Sewerage / Drainage supply i/c fitting, cutting, jointing, jointing material, Testing against leakage | [6 empty] | 1%Steel | 1
[8 empty] | 2%Steel | 1
| UPVC , Standard Size as per The Description, Specification, Drawing, or as per The Engineer's Instruction. | 1 | 26 |  |  | 26 |  | Cft | 1
[8 empty] | Ft | 1
|  |  |  | Total Qty |  | 26 | ft
|  |  |  | Additional Qty @ 5% |  | 0 | ft
|  |  |  | Grand Total |  | 26 | ft
1-A | 1A- SANITARY & WATER SUPPLY OF EXISTING CLASS ROOMS & TOILETS (SCH Items) | [5 empty] | ft | 1.5%Steel | 1
17 | UPVC Pipe (4”) P/L approved quality UPVC pipes for water Sewerage / Drainage supply i/c fitting, cutting, jointing, jointing material, Testing against leakage | [6 empty] | 1%Steel | 1
[8 empty] | 2%Steel | 1
| UPVC , Standard Size as per The Description, Specification, Drawing, or as per The Engineer's Instruction. | 1 | 39 |  |  | 39 |  | Cft | 1
[8 empty] | Ft | 1
|  |  |  | Total Qty |  | 39 | ft
|  |  |  | Additional Qty @ 5% |  | 0 | ft
|  |  |  | Grand Total |  | 39 | ft
1-A | 1A- SANITARY & WATER SUPPLY OF EXISTING CLASS ROOMS & TOILETS (SCH Items) | [5 empty] | No | 1.5%Steel | 1
18 | Multi Floor Trap Providing and fixing uPVC multi-floor trap (110×75mm) with strainer, including connections and making good. | [6 empty] | 1%Steel | 1
[8 empty] | 2%Steel | 1
| Multi Floor , Standard Size as per The Description, Specification, Drawing, or as per The Engineer's Instruction. | 2 |  |  |  | 2 |  | Cft | 1
[8 empty] | Ft | 1
|  |  |  | Total Qty |  | 2 | No
|  |  |  | Additional Qty @ 5% |  | 0 | No
|  |  |  | Grand Total |  | 2 | No
1-A | 1A- SANITARY & WATER SUPPLY OF EXISTING CLASS ROOMS & TOILETS (SCH Items) | [5 empty] | No | 1.5%Steel | 1
19 | Vent Pipe Cowl (3”) Providing and fixing vent pipe cowl (3”), including proper fixing and sealing. | [6 empty] | 1%Steel | 1
[8 empty] | 2%Steel | 1
| Vent Pipe Cowl, Standard Size as per The Description, Specification, Drawing, or as per The Engineer's Instruction. | 1 |  |  |  | 1 |  | Cft | 1
[8 empty] | Ft | 1
|  |  |  | Total Qty |  | 1 | No
|  |  |  | Additional Qty @ 5% |  | 0 | No
|  |  |  | Grand Total |  | 1 | No
1-B | 1B- SANITARY & WATER SUPPLY OF EXISTING CLASS ROOMS & TOILETS (NON-SCH Items) | [5 empty] | No | 1.5%Steel | 1
1 | Squatting WC Providing and fixing squatting type WC with footrests, including trap, flushing system, and PCC bedding. | [6 empty] | 1%Steel | 1
[8 empty] | 2%Steel | 1
| Indian WC, Class A, Standard Size as per The Description, Specification, Drawing, or as per The Engineer's Instruction. | 1 |  |  |  | 1 |  | Cft | 1
[8 empty] | Ft | 1
|  |  |  | Total Qty |  | 1 | No
|  |  |  | Additional Qty @ 5% |  | 0 | No
|  |  |  | Grand Total |  | 1 | No
1-B | 1B- SANITARY & WATER SUPPLY OF EXISTING CLASS ROOMS & TOILETS (NON-SCH Items) | [5 empty] | No | 1.5%Steel | 1
2 | Commode Socket Providing, supplying, and installing the WC connector, commode socket, and flexible water connection pipe, glazed earthenware WC, European type made of durable PVC and stainless steel braided hose, ensuring leak-proof joints and proper alignment, complete with all fittings, fixing, and testing, as per specifications and standard plumbing practices | [6 empty] | 1%Steel | 1
[8 empty] | 2%Steel | 1
| English WC, Class A, Standard Size as per The Description, Specification, Drawing, or as per The Engineer's Instruction. | 1 |  |  |  | 1 |  | Cft | 1
[8 empty] | Ft | 1
|  |  |  | Total Qty |  | 1 | No
|  |  |  | Additional Qty @ 5% |  | 0 | No
|  |  |  | Grand Total |  | 1 | No
1-B | 1B- SANITARY & WATER SUPPLY OF EXISTING CLASS ROOMS & TOILETS (NON-SCH Items) | [5 empty] | No | 1.5%Steel | 1
3 | Grab Rail (Disabled Friendly) Providing and fixing CP grab rail (3 ft, 1” dia), securely anchored. | [6 empty] | 1%Steel | 1
[8 empty] | 2%Steel | 1
| Grab Rail Heavy Duty , Standard Size as per The Description, Specification, Drawing, or as per The Engineer's Instruction. | 3 |  |  |  | 3 |  | Cft | 1
[8 empty] | Ft | 1
|  |  |  | Total Qty |  | 3 | No
|  |  |  | Additional Qty @ 5% |  | 0 | No
|  |  |  | Grand Total |  | 3 | No
1-B | 1B- SANITARY & WATER SUPPLY OF EXISTING CLASS ROOMS & TOILETS (NON-SCH Items) | [5 empty] | No | 1.5%Steel | 1
4 | Mixer Valve (WHB) Providing and fixing chromium plated (CP) mixing valve for wash hand basin (WHB), heavy duty of approved quality : 2 cm (3/4") and With Two Nos of Connection Pipes, | [6 empty] | 1%Steel | 1
[8 empty] | 2%Steel | 1
| Mixer Value Heavy Duty, Standard Size as per The Description, Specification, Drawing, or as per The Engineer's Instruction. | 2 |  |  |  | 2 |  | Cft | 1
[8 empty] | Ft | 1
|  |  |  | Total Qty |  | 2 | No
|  |  |  | Additional Qty @ 5% |  | 0 | No
|  |  |  | Grand Total |  | 2 | No
1-B | 1B- SANITARY & WATER SUPPLY OF EXISTING CLASS ROOMS & TOILETS (NON-SCH Items) | [5 empty] | No | 1.5%Steel | 1
5 | Tee Cock (3/4”) Tee cock 3/4" Chromium plated heavy type | [6 empty] | 1%Steel | 1
[8 empty] | 2%Steel | 1
| Tee Cock,WHB & Gyser Brass Heavy Duty, Standard Size as per The Description, Specification, Drawing, or as per The Engineer's Instruction. | 6 |  |  |  | 6 |  | Cft | 1
| Tee Cock, inside Toilet Brass Heavy Duty, Standard Size as per The Description, Specification, Drawing, or as per The Engineer's Instruction. | 4 | 1 |  |  |  | 0 | Ft | 1
[8 empty] | Job | 1
|  |  |  | Total Qty |  | 6 | No
|  |  |  | Additional Qty @ 5% |  | 0 | No
|  |  |  | Grand Total |  | 6 | No
1-B | 1B- SANITARY & WATER SUPPLY OF EXISTING CLASS ROOMS & TOILETS (NON-SCH Items) | [5 empty] | No | 1.5%Steel | 1
6 | PPRC Gate Valve (25mm) Providing and fixing PPRC gate valve (screwed) 25 mm dia of approved quality | [6 empty] | 1%Steel | 1
[8 empty] | 2%Steel | 1
| Gate Value, Standard Size as per The Description, Specification, Drawing, or as per The Engineer's Instruction. | 2 |  |  |  | 2 |  | Cft | 1
[8 empty] | Ft | 1
[8 empty] | Job | 1
|  |  |  | Total Qty |  | 2 | No
|  |  |  | Additional Qty @ 5% |  | 0 | No
|  |  |  | Grand Total |  | 2 | No
1-B | 1B- SANITARY & WATER SUPPLY OF EXISTING CLASS ROOMS & TOILETS (NON-SCH Items) | [5 empty] | No | 1.5%Steel | 1
7 | PPRC Pipeline (25mm) Providing, laying, cutting, jointing, testing PPRC pipeline in walls/trenches with pipes (confirming to DIN 8077/8078, PN 16 of approved quality & fittings conforming to DIN 16962, PN20 of the same manufacturer) for cold/hot water supply systems including specials, complete in all respects as per specifications: except excavation | [6 empty] | 1%Steel | 1
[8 empty] | 2%Steel | 1
| PPRC Pipe, Standard Size as per The Description, Specification, Drawing, or as per The Engineer's Instruction. | 1 | 150 |  |  | 150 |  | Cft | 1
[8 empty] | Ft | 1
|  |  |  | Total Qty |  | 150 | No
|  |  |  | Additional Qty @ 5% |  | 0 | No
|  |  |  | Grand Total |  | 150 | No
1-B | 1B- SANITARY & WATER SUPPLY OF EXISTING CLASS ROOMS & TOILETS (NON-SCH Items) | [5 empty] | No | 1.5%Steel | 1
8 | Muslim Shower with Double Bib Cock Providing & fixing chromium-plated double bib-cock with Muslim Shower of approved quality Complete is all respects. | [6 empty] | 1%Steel | 1
[8 empty] | 2%Steel | 1
| Muslim Shower, Standard Size as per The Description, Specification, Drawing, or as per The Engineer's Instruction. | 2 |  |  |  | 2 |  | Cft | 1
[8 empty] | Ft | 1
|  |  |  | Total Qty |  | 2 | No
|  |  |  | Additional Qty @ 5% |  | 0 | No
|  |  |  | Grand Total |  | 2 | No

## 06-External Development
EXTERNAL DEVELOPMENT WORKS
Sr No. | Latest CSR/MRS-Based | Description | Units | Quantity | Item Rate (Rs) | Total Amount (Rs.)
01-CIVIL WORKS BOUNDARY WALL, RETAINING WALL, SEPTIC TANK, SOAKAGE PIT
1-A- DISMANTLING WORKS IN EXTERNAL DEVELOPMENT WORKS (SCH Items)
General Note: All dismantled materials shall be duly recorded, measured, and handed over to the School Authority through an approved Asset Transfer Form. The Contractor shall not reuse, dispose of, or otherwise utilize any dismantled materials without prior written approval of the Engineer. The Contractor shall be deemed to have fully assessed the nature, condition, and extent of dismantling works and shall execute the same in a controlled and safe manner to avoid damage to adjoining structures. The quoted rates shall include all necessary labor, tools, equipment, handling, stacking, and protection of reusable materials. The Contractor shall verify quantities prior to execution at each site, and any variation shall be reported to the Engineer for instruction. The Bidder shall support quoted rates with detailed rate analysis (material, labor, overheads, taxes, and profit), which shall be binding for evaluation and dispute resolution. Any rate quoted as zero or subsequently claimed as erroneous shall be treated as zero and deemed final, with no claim admissible. All works shall be executed in accordance with the Contract and to the satisfaction of the Engineer.
1 | CH-4: S.no 04-20-a | RCC DISMANTLING WITH STEEL RECOVERY Dismantling of reinforced cement concrete (RCC), including separation of reinforcement, cleaning and straightening of steel for reuse where specified,or as directed by the Engineer, complete in all respects. | P.Cft | 17.5
2 | CH-4: S.no 04-45-b | PAINT / DISTEMPER REMOVAL (SCRAPING) Scraping and removal of existing distemper, oil bound distemper, or paint from wall surfaces to expose a sound substrate, including cleaning and preparation for subsequent finishes, complete in all respects. | P.Sft | 3528
1-C- EARTH WORK (EXCAVATION & EMBANKMENT) (SCH Items)
General Note: The Contractor shall carefully plan and execute excavation, dressing, backfilling, and compaction works with due consideration to existing structures and site conditions. Excavated areas shall not be left open unnecessarily and shall be properly backfilled, compacted, or protected to prevent settlement or damage. The Contractor shall provide necessary dewatering to maintain safe working conditions. Only approved and suitable material shall be used for backfilling. The Contractor shall verify all quantities prior to execution and report any variation for instruction. Rates shall include all operations and shall be supported by detailed rate analysis. All works shall be executed in accordance with the Contract, specifications, and Engineer’s instructions.
3 | CH-03: S.no 03-09-d | EARTH EXCAVATION (GRAVEL/SHINGLE/SOFT/MEDIUM SOIL) Excavation in gravel/shingle manual or mechanical for construction of all types of structures including open drains, sewerage pipelines, septic tanks, manholes, and retaining structures, comprising setting out, excavation to required lines and levels, dressing of sides and bottoms, maintaining safe slopes or shoring where required, dewatering as necessary, and complete in all respects in accordance with specifications and Engineer’s instructions. | P.Cft | 212
1-D- CONCRETE WORKS (SCH Items)
General Note: Prior to commencement of any concrete works, the Contractor shall estimate the required quantities of cement, sand, crushed aggregate, and admixtures (where specified) and ensure their delivery at site at least one day in advance, with quantities duly verified and confirmed with the authorized representative of the School Authority for quality assurance. Where mechanical mixing is not feasible due to limited quantities or site constraints, concrete shall be hand-mixed with a minimum of three (3) dry mixes followed by three (3) wet mixes to achieve proper uniformity; thereafter, the concrete shall be placed with a consistent and controlled slump to ensure the required design strength is attained. Clear cover to reinforcement in all structural members shall be strictly maintained as per drawings and specifications, and upon completion of placement, approved curing compound shall be applied to all concrete surfaces to ensure adequate curing where conventional methods are not practicable, all in accordance with specifications and Engineer’s instructions.
4 | CH-06: S.no 06-05-f | Plain Cement Concrete (1:2:4) In-situ mixing, placing, compaction, finishing, and curing of plain cement concrete 1:2:4 in position, including provision of all materials, labor, plant, and equipment, complete in all respects in accordance with specifications and Engineer’s instructions. | P.Cft | 157.75 |  | 0
5 | CH-06: S.no 06-05-h | Plain Cement Concrete (1:3:6) In-situ mixing, placing, compaction, finishing, and curing of plain cement concrete (1:3:6 ) in position, including provision of all materials, labor, plant, and equipment, complete in all respects in accordance with specifications and the Engineer’s instructions. | P.Cft | 180 |  | 0
6 | CH-06: S.no 06-05-i | Plain Cement Concrete (1:4:8 In-situ mixing, placing, compaction, finishing, and curing of plain cement concrete (1:4:8 ) in position, including provision of all materials, labor, plant, and equipment, complete in all respects in accordance with specifications and the Engineer’s instructions. | P.Cft | 25
7 | CH-06: S.no 06-07-a-02 | RCC WORKS ABOVE NSL In-situ batching, mixing, placing, vibration, compaction, finishing, casting, and curing of reinforced cement concrete (1:1-1/2:3 ) in slabs, beams, columns, and other structural members, including all materials, labor, and equipment, complete in all respects in accordance with specifications, structural drawings, and Engineer’s instructions. | P.Cft | 15
8 | CH-06: S.no 06-07-b-02 | RCC IN FOUNDATION / BASE / RETAINING STRUCTURES In-situ batching, mixing, placing, vibration, compaction, finishing, casting, and curing of reinforced cement concrete (1:1-1/2:3 ) raft foundations, column bases, retaining walls, and similar elements, including all materials, labor, and equipment, complete in all respects in accordance with specifications, structural drawings, and the Engineer’s instructions. | P.Cft | 21.5
9 | CH-06: S.no 06-08-b | REINFORCEMENT STEEL (GRADE 60) At site, cutting, bending, placing, and fixing in position as per the approved BBS of deformed reinforcement bars (Grade 60), including binding wire, chairs, spacers, and all necessary accessories, complete in all respects in accordance with drawings, specifications, and Engineer’s instructions. | Tonne | 0.065846
10 | CH-06: S.no 06-47-d | FORMWORK (PLYWOOD FINISH) Erecting, and removing formwork with plywood sheeting for RCC or PCC in any shape and position, including supports, bracing, alignment, and surface finishing, in any shape - Position / Vertical . | P.Sft | 65
1-E- BRICK MASONRY WORKS (SCH Items)
General Note: The Contractor shall ensure the use of approved quality materials and proper execution techniques, including soaking, bonding, alignment, and curing. The Contractor shall be deemed to have assessed site constraints, including working at height and restricted access, and shall include all such considerations in the quoted rates. Quantities shall be verified prior to execution, and variations shall be reported for approval. Rates shall be supported by detailed rate analysis and shall remain binding. All works shall comply with specifications and the Engineer’s instructions.. Additional labour shall be deployed where required for height or restricted access, and all works shall be completed in accordance with specifications and the Engineer’s instructions.
11 | CH-07: S.no 07-04-a-02 | BRICK MASONRY IN FOUNDATION & PLINTH Laying first-class brick masonry in foundation and plinth in cement sand mortar (One Part of Cement and Three Part of Sand), including soaking of bricks, proper bonding, alignment, jointing, raking where required, and curing, complete in all respects in accordance with specifications and the Engineer’s instructions. | P.Cft | 27
12 | CH-07: S.no 07-05-a-02 | BRICK MASONRY IN SUPERSTRUCTURE (GROUND FLOOR) Laying first-class brick masonry in superstructure at ground floor level in cement sand mortar (One Part of Cement and Three Parts of Sand), including proper bonding, alignment, scaffolding, joint finishing, and curing, complete in all respects. | P.Cft | 225
1-G- SURFACE RENDERING (SCH Items)
General Note: The Contractor is expected to collaboratively review and assess all existing surface conditions, access limitations, and execution requirements in coordination with the Engineer prior to commencement, and to plan the works accordingly. All substrates shall be properly prepared, cleaned, roughened, and brought to saturated surface dry (SSD) condition to ensure adequate bonding and performance. Plastering, pointing, and finishing works shall be executed with precision to achieve true line, level, plumb, and durable finish, supported by proper curing practices. Works in height or restricted access areas shall be managed through suitable arrangements and skilled workmanship. All specified admixtures shall be jointly verified at site with the Engineer or authorized representative, including review of purchase invoices to confirm conformity and dosage, with strict adherence particularly in ferrocement overlay works where no deviation is acceptable. The Contractor shall proactively highlight any condition that may enhance performance or quality, and all works shall be carried out in accordance with the Contract, specifications, and Engineer’s instructions, ensuring a coordinated and quality-driven execution.
13 | CH-11: S.no 11-13 | FLOATING COAT BEFORE PLASTER Applying a floating coat of neat cement slurry (1/32" thick) over prepared surfaces prior to plastering to enhance bond, complete in all respects. | P.Sft | 36
14 | CH-11: S.no 11-08-c | CEMENT PLASTER (1:3, 20MM THICK) Providing and applying cement plaster in a ratio of (One Part of Cement and Three Part of Sand) 20 mm (¾") thick, on new surfaces up to a height of 20 ft, including proper surface preparation. The substrate shall be thoroughly cleaned and pre-wetted to achieve a saturated surface dry (SSD) condition prior to application. A neat cement slurry (cement and water) shall be applied as a bonding coat immediately before placing the plaster. The plaster shall be applied using well-mixed cement-sand mortar on a suitably roughened (chipped) surface, finished true to line, level, and plumb. Curing shall be carried out for a minimum period of three (3) days after application. | P.Sft | 36
1-H- PAINTING WORKS (SCH Items)
15 | CH-13: S.no 13-03-c-01 | PRIMER COAT ON MAIN DOOR/ SAFTY GRILLS/RAILING ETC Preparing new surfaces of doors and windows and applying priming coat, including cleaning, smoothing, and surface preparation, complete in all respects. | P.Sft | 128
16 | CH-13: S.no 13-03-c-02 | SUBSEQUENT PAINT COATS ON MAIN DOOR/ SAFTY GRILLS/RAILING ETC Applying each subsequent coat of paint on doors and windows over prepared surfaces to achieve a uniform finish and full coverage, complete in all respects. | P.Sft | 188
17 | CH-13: S.no 13-25-a | SNOWCEM / WEATHER SHIELD BOUNDARY WALLS ETC– FIRST COAT Preparing external surfaces and applying the first coat of Snowcem/Weather Shield paint, including cleaning and surface preparation, complete in all respects. | P.Sft | 1925
18 | CH-13: S.no 13-25-b | SNOWCEM / WEATHER SHIELD BOUNDARY WALLS ETC– SUBSEQUENT COATS Applying second and subsequent coats of Snowcem/Weather Shield paint to external surfaces to achieve a uniform finish and durability, complete in all respects. | P.Sft | 2310
1-I- IRON WORK (SCH Items)
General Note: All iron works shall be accurately fabricated and fully welded at all joints in accordance with recognized standards such as ISO 9606 and AWS D1.1 (or equivalent ASTM standards), using approved electrodes( J38-12/E6013). All steel surfaces shall be properly prepared, and no painting shall be carried out without prior application of red oxide primer; all welded areas shall receive two coats of primer. The Contractor shall ensure proper alignment, fixing, and performance of all items, and shall be deemed to have allowed for all associated fabrication and installation requirements, complete in accordance with specifications and Engineer’s instructions.
19 | CH-25: S.no 25-41 | MS RAILING Providing and fixing angle iron railing with MS Pipe 2" dia at top and at Mid-height, using 1.5"x1.5"x2/8" angle iron at bottom and 3/4" x 3/4" pipe 16 gauge 5" to 6" apart, and 2ft -9inch height complete | P.Rft | 40
Total Amount SCH Items PKR. | [5 empty] | 0
1-N- SURFACE RENDERING (NON-SCH Items)
20 | SURFACE-REN N.S.I -42 | FLOATING COAT WITH SBR Applying a floating coat of cement 1/32" thick, including Sika Latex prior to the application of Cement sand plastering on the old surface/wall/ slab | P.Sft | 1
21 | SURFACE-REN N.S.I -43 | RED OXIDE PRIMER Applying red oxide primer coat on prepared surfaces of steel /MS Works in the above scope of work prior to application of synthetic enamel paint of approved quality, including surface preparation and complete in all respects as per specifications and the Engineer’s instructions. | P.Sft | 60
22 | SURFACE-REN N.S.I -44 | SYNTHETIC ENAMEL PAINT Providing and applying synthetic enamel paint of approved quality and specified color on new or existing surfaces of walls, doors, and windows, to achieve a uniform and even finish, complete in all respects as per specifications and Engineer’s instructions. | P.Sft | 128
Total Amount NON-SCH Items PKR. | [5 empty] | 0
02-ELECTRICAL WORKS
02(A)- ELECTRIFICATION OF EXISTING & NEW WORKS (SCH Items)
General Note: The Bidder shall be deemed to have thoroughly examined and satisfied itself as to all scheduled items, descriptions, drawings, specifications, and site conditions prior to submission of its rates. The rates quoted shall be construed to include the full cost of supply, installation, commissioning, labor, tools, plant, transportation, wastage, and all fittings and accessories necessary for the proper and complete execution of the Works. All materials shall be of approved make and quality, conforming to applicable IEC/ISO standards, and the Works shall be executed in accordance with established and accepted engineering practices to the satisfaction of the Engineer. The Bidder shall submit, and be bound by, a detailed rate analysis for each item, including but not limited to material costs, labor, overheads, taxes, and profit, which shall form the basis for evaluation and for determination of any disputes arising under or in connection with the Contract. The Contractor shall, prior to commencement of works at each site, verify all quantities, and the final quantities shall be measured and certified upon completion. In the event of any discrepancy between estimated and actual quantities, the Contractor shall notify the Engineer in writing and obtain instructions prior to execution. Payment shall be made strictly on the basis of actual quantities executed and duly verified. In the event that the Contractor quotes a rate as zero, or quotes any rate with the intention of subsequently alleging error, omission, or inconsistency with the submitted rate analysis, such rate shall be deemed to be zero, and the Contractor shall remain bound by the determination of the Evaluation Committee; any claim, justification, or representation to the contrary shall be null, void, and of no contractual effect. The Contractor shall comply with all lawful instructions issued by the Engineer, whose determinations regarding quality, measurement, and certification shall be final and binding in accordance with the Conditions of Contract
23 | "CH-15: S.no 15-36-g" | Outdoor LED Security Light (60–70W) Providing, supplying, and installation of SMD LED light fixture (60–70W), IP65 rated, suitable for outdoor/security lighting, conforming to IEC 60598. | P.Nos | 2
24 | "CH-15: S.no 15-42-e" | Lightning Arrester / Air Terminal Providing installation, testing, and commissioning of the lightning air terminal system, complete with down conductor and accessories, conforming to IEC 62305. | P.Nos | 1
25 | "CH-15: S.no 15-105-c" | Earth Bore Installation Drilling of earth bore (3” dia, 10–15 ft deep or up to water table), including backfilling, compaction, and completion as per IEEE/PEC standards. | P.Nos | 1
26 | "CH-15: S.no 15-105-i" | Earthing Inspection Pit Construction of watertight brick masonry inspection chamber for earthing system with CI cover, complete in all respects. | P.Nos | 1
Total Amount SCH Items PKR. | [5 empty] | 0
02(B)- ELECTRIFICATION OF EXISTING & NEW WORKS (NON-SCH Items)
General Note: The Bidder shall be deemed to have fully reviewed and understood all non-scheduled items, including their descriptions, specifications, and performance requirements, and shall include in the quoted rates the complete cost of supply, installation, commissioning, and integration with existing systems, together with all fittings and accessories necessary for proper operation. All materials and equipment shall be of approved make, supported by relevant technical documentation, and conforming to applicable IEC/ISO standards. The Bidder shall provide detailed rate analysis for each item, including material costs, labor, overheads, taxes, and profit, which shall be binding and shall constitute the basis for the evaluation of the bid and for the resolution of any disputes arising under the Contract. The Contractor shall verify all quantities prior to commencement of works at each site, and final quantities shall be measured and certified upon completion. Any variation in quantities shall be reported to the Engineer in writing, and no such variation shall be executed without prior instruction. Payment shall be made upon satisfactory completion and certification by the Engineer. In the event that any rate is quoted as zero, or is subsequently claimed to have been quoted in error or inconsistent with the submitted rate analysis, such rate shall be deemed to be zero, and the Contractor shall be bound by the decision of the Evaluation Committee; any subsequent claim or justification shall be treated as null and void and shall have no contractual standing. The Contractor shall comply with all instructions issued by the Engineer, whose decisions regarding quality, performance, and certification shall be final and binding in accordance with the Conditions of Contract
27 | ELEC N.S.I -01 | Earth Rod with Clamp Providing and installation of 12mm dia, 10 ft long copper earth rod with base plate and clamps, conforming to IEC 62561. | P.Nos | 1
28 | ELEC N.S.I -02 | Earthing Cable (6mm² Cu) Providing and installation of 6mm² tinned copper XLPE/PVC insulated cable for earthing, conforming to IEC 60502. | P.Rft | 30
Total Amount NON-SCH Items PKR. | [5 empty] | 0
03-DRAINAGE & SEWERAGE WORK
3A- DRAINAGE & SEWERAGE WORK IN EXTERNAL DEVELOPMENT WORKS (SCH Items)
General Note: The Bidder shall carefully examine all scheduled items, descriptions, drawings, and specifications before quoting rates. The quoted rates shall be deemed inclusive of complete supply, installation, commissioning, labor, tools, plant, transportation, wastage, and all fittings and accessories necessary for proper completion of the works. All materials shall be of approved make and quality, conforming to relevant standards, and all works shall be executed using standard and conventional construction practices to the satisfaction of the Engineer. The Bidder shall ensure that the quoted rates are supported by detailed rate analysis of each item, including material cost, labor, overheads, taxes, and profit, which shall form the basis for evaluation and resolution of any dispute arising under the Conditions of Contract. The actual quantities shall be verified at site upon completion; however, prior to initiating the scope of work at each school, the Contractor shall verify the quantities of each item. In case of any variation from the estimated quantities, the Contractor shall notify the Engineer and obtain necessary instructions before execution. Measurement and payment shall be based on actual quantities executed and verified. In case the Contractor quotes a rate equal to zero, or quotes a rate other than zero with the intention of later claiming it as a mistake or inconsistent with the submitted rate analysis, such rate shall be treated as zero, and the Contractor shall be bound by the decision of the Evaluation Committee; any justification or claim in this regard shall be considered null and void. The Contractor shall comply with all instructions of the Engineer, whose decisions regarding quality, measurements, and certification shall be binding as per Conditions of Contract
29 | "CH-14: S.no 14-148 " | Electric Water Cooler (45 Gallons) Providing, installing, and commissioning a 45-gallon electric water cooler, complete with plumbing and electrical connections (Local made) | P.No | 1
0
Total Amount SCH Items PKR. | [5 empty] | 0
04-MISCLLANEOUS ITEMS OF WORK
4A- MISCLLANEOUS ITEMS OF WORK IN EXTERNAL DEVELOPMENT WORKS (NON-SCH Items)
General Note: The Bidder shall thoroughly review all non-scheduled items and include in the quoted rates the complete cost of supply, installation, commissioning, and integration with existing systems, along with all fittings and accessories required for proper operation. Rates shall be based on detailed item descriptions, specifications, and intended performance. All materials and equipment shall be of approved make, supported by technical data, and conforming to relevant standards. The Bidder shall ensure that the quoted rates are justified through detailed rate analysis of each item, including material cost, labor, overheads, taxes, and profit, which shall be used as the basis for resolving any dispute arising under the Conditions of Contract. The actual quantities shall be verified at site upon completion; however, prior to initiating the scope of work at each school, the Contractor shall verify the quantities of each item. In case of any variation from the estimated quantities, the Contractor shall notify the Engineer and obtain necessary instructions before execution. Payment for such items shall be made upon satisfactory completion and certification by the Engineer. In case the Contractor quotes a rate equal to zero, or quotes a rate other than zero with the intention of later claiming it as a mistake or inconsistent with the submitted rate analysis, such rate shall be treated as zero, and the Contractor shall be bound by the decision of the Evaluation Committee; any justification or claim in this regard shall be considered null and void. The Contractor shall comply with all instructions of the Engineer, whose decisions regarding quality, performance, and certification shall be final, in accordance with the Conditions of Contract
30 | "MSC" N.S.I-01 | 240-Litre Wheelie Bin (Plastic) Providing and supplying 240 Litre capacity wheelie bins manufactured from high-quality, durable, and impact resistant plastic, suitable for routine handling and outdoor use. Each bin shall be fitted with a hinged lid, a foot operated pedal for hands-free opening, and wheels to allow easy movement. The bins shall be appropriate for institutional waste collection purposes. The front side of each bin shall display the logos of the Implementing Agency, Donor Agency, and Education Department. The logos shall be permanently affixed (molded or printed) in such a manner that they are non-removable and resistant to weathering and regular usage. The item shall be complete in all respects as per the approval of the Engineer. | P.No | 1
31 | MISC N.S.I -02 | SITE CLEARANCE: Before leaving the Site, clear and maintain the site of debris and dump materials. Remove all paint and plaster spills from windows, doors, and electric fixtures. | P.Job | 1
32 | MISC N.S.I -03 | Fire Extinguisher Supplying and fixing of Dry Chemical Powder Fire Extinguisher 6Kg Capacity complete in all respect | P.No | 1
33 | MISC N.S.I -04 | INAUGURATION PLAQUE Supply and installation of a project signboard fabricated from stainless steel (SS) sheet, nominal size 24″ × 24″, or as directed by the Engineer-in-Charge, complete in all respects. The work shall include cutting, fabrication, fixing, anchoring, and finishing of the signboard, including all necessary materials, fasteners, tools, labor, and safety measures, in accordance with the drawings and technical specifications. | P.No | 1
|  | Total Amount NON-SCH Items PKR. |  |  |  | 0
Grand Total Amount of External Development Works SCH items PKR. | [5 empty] | 0
Grand Total Amount of External Development Works NON-SCH Items PKR. | [5 empty] | 0
Grand Total Amount of External Development Works SCH items + NON-SCH Items PKR. | [5 empty] | 0

## 06(a)-M.S External Development (hidden)
Backup Calculation / Detail Estimate Sheet of External Development Works |  | Rehabilitation & Retrofitting Works School GGPS Karakar (EMIS-39155), District Swat Khyber Pakhtunkhwa
Code | Activities | No | Lenght | Width | Height | Quantity | Unit |  | 1
1-A | 1-A- DISMANTLING WORKS IN EXTERNAL DEVELOPMENT WORKS (SCH Items) | [5 empty] | cft | 1.5%Steel | 1
1 | RCC DISMANTLING WITH STEEL RECOVERY Dismantling of reinforced cement concrete (RCC), including separation of reinforcement, cleaning and straightening of steel for reuse where specified,or as directed by the Engineer, complete in all respects. | [6 empty] | 1%Steel | 1
[8 empty] | 2%Steel | 1
| Dismantle the septic tank top slab if the septic tank is observed to be full. | 1 | 7 | 5 | 0.5 | 17.5 |  | Cft | 1
[8 empty] | Ft | 1
|  |  |  | Total Qty |  | 17.5 | cft
|  |  |  | Additional Qty @ 5% |  | 0 | cft
|  |  |  | Grand Total |  | 17.5 | cft
1-A | 1-A- DISMANTLING WORKS IN EXTERNAL DEVELOPMENT WORKS (SCH Items) | [5 empty] | sft | 1.5%Steel | 1
2 | PAINT / DISTEMPER REMOVAL (SCRAPING) Scraping and removal of existing distemper, oil bound distemper, or paint from wall surfaces to expose a sound substrate, including cleaning and preparation for subsequent finishes, complete in all respects. | [6 empty] | 1%Steel | 1
[8 empty] | lbs | 1
c | Boundary wall | [6 empty] | M | 1
| Inside | 1 | 340 |  | 5 | 1700 |  | M2 | 1
| Out side Boundary wall | 1 | 340 |  | 5 | 1700 |  | M3 | 1
| Main School Gate | 2 | 8 |  | 8 | 128 |  | No | 1
[8 empty] | Sft | 0.092903
|  |  |  | Total Qty |  | 3528 | sft
|  |  |  | Additional Qty @ 5% |  | 0 | sft
|  |  |  | Grand Total |  | 3528 | sft
1-C | 1-C- EARTH WORK (EXCAVATION & EMBANKMENT) (SCH Items) | [5 empty] | cft | 1.5%Steel | 1
3 | EARTH EXCAVATION (GRAVEL/SHINGLE/SOFT/MEDIUM SOIL) Excavation in gravel/shingle manual or mechanical for construction of all types of structures including open drains, sewerage pipelines, septic tanks, manholes, and retaining structures, comprising setting out, excavation to required lines and levels, dressing of sides and bottoms, maintaining safe slopes or shoring where required, dewatering as necessary, and complete in all respects in accordance with specifications and Engineer’s instructions. | [6 empty] | 1%Steel | 1
[8 empty] | 2%Steel | 1
a | Excavation works for drainage system installation, including trenching to the required lines, levels, widths, and depths as per design drawings and specifications | [6 empty] | Cft | 1
| On the right-hand side of the main gate. | 1 | 100 | 2.5 | 2 |  | 0 | Ft | 1
| On the Front -hand side of the main gate. | 1 | 50 | 2.5 | 2 |  | 0 | Job | 1
[8 empty] | lbs | 1
b | Excavation works for Main Holes to the required lines, levels, widths, and depths as per design drawings and specifications | [6 empty] | M | 1
| Estimated Size 24" x 24" | 4 | 2 | 2 | 2 | 32 |  | M2 | 1
| Estimated size of soakage pit, if required as per site conditions. | 1 | 5 | 5 | 6 | 150 |  | M3 | 1
[8 empty] | No | 1
c | Excavation works for Street Light foundation to the required lines, levels, widths, and depths as per design drawings and specifications | [6 empty] | Sft | 0.092903
| Estimated Size 18" x 18" | 1 | 1.5 | 1.5 | 3 |  | 0
d | Excavation works for Ramp foundation to the required lines, levels, widths, and depths as per design drawings and specifications
| Ramp At Block A | 1 | 10 | 3 | 0.5 | 15
| Ramp At Toilet Block | 1 | 10 | 3 | 0.5 | 15
e | Excavation works for Plinth Protection foundation to the required lines, levels, widths, and depths as per design drawings and specifications
| Block A Right Side | 1 | 31 | 3 | 0.5 |  | 0
| Block A Left Side | 1 | 31 | 3 | 0.5 |  | 0
| Block A Back Side | 1 | 49.25 | 3 | 0.5 |  | 0
| Block A Front Side | 1 | 49.25 | 3 | 0.5 |  | 0
f | Excavation works for Access Road to School Main Gate foundation to the required lines, levels, widths, and depths as per design drawings and specifications
| Access Road | 1 | 150 | 4 | 0.5 |  | 0
|  |  |  | Total Qty |  | 212 | cft
|  |  |  | Additional Qty @ 5% |  | 0 | cft
|  |  |  | Grand Total |  | 212 | cft
1-D | 1-D- CONCRETE WORKS (SCH Items) | [5 empty] | cft | 1.5%Steel | 1
4 | Plain Cement Concrete (1:2:4) In-situ mixing, placing, compaction, finishing, and curing of plain cement concrete 1:2:4 in position, including provision of all materials, labor, plant, and equipment, complete in all respects in accordance with specifications and Engineer’s instructions. | [6 empty] | 1%Steel | 1
| Foundation Works | [6 empty] | 2%Steel | 1
a | PCC works for drainage system installation, including trenching to the required lines, levels, widths, and depths as per design drawings and specifications | [6 empty] | Cft | 1
| On the right-hand side of the main gate. | 1 | 100 | 2.5 | 0.25 | 62.5 |  | Ft | 1
| On the Front -hand side of the main gate. | 1 | 50 | 2.5 | 0.25 | 31.25 |  | Job | 1
[8 empty] | lbs | 1
b | PCC works for Main Holes to the required lines, levels, widths, and depths as per design drawings and specifications | [6 empty] | M | 1
| Estimated Size 24" x 24" | 4 | 2 | 2 | 0.25 | 4 |  | M2 | 1
[8 empty] | M3 | 1
[8 empty] | No | 1
c | PCC works for Street Light foundation to the required lines, levels, widths, and depths as per design drawings and specifications | [6 empty] | Sft | 0.092903
| Estimated Size 18" x 18" | 1 | 1.5 | 1.5 | 0.25 |  | 0
d | PCC works for Ramp foundation to the required lines, levels, widths, and depths as per design drawings and specifications
| Ramp At Block A | 1 | 10 | 3 | 1 | 30
| Ramp At Toilet Block | 1 | 10 | 3 | 1 | 30
e | PCC works for Plinth Protection foundation to the required lines, levels, widths, and depths as per design drawings and specifications
| Block A Right Side | 1 | 31 | 3 | 0.5 |  | 0
| Block A Left Side | 1 | 31 | 3 | 0.5 |  | 0
| Block A Back Side | 1 | 49.25 | 3 | 0.5 |  | 0
| Block A Front Side | 1 | 49.25 | 3 | 0.5 |  | 0
f | PCC works for Access Road to School Main Gate foundation to the required lines, levels, widths, and depths as per design drawings and specifications
| Access Road | 1 | 150 | 4 | 0.5 |  | 0
|  |  |  | Total Qty |  | 157.75 | cft
|  |  |  | Additional Qty @ 5% |  | 0 | cft
|  |  |  | Grand Total |  | 157.75 | cft
1-D | 1-D- CONCRETE WORKS (SCH Items) | [5 empty] | cft | 1.5%Steel | 1
5 | Plain Cement Concrete (1:3:6) In-situ mixing, placing, compaction, finishing, and curing of plain cement concrete (1:3:6 ) in position, including provision of all materials, labor, plant, and equipment, complete in all respects in accordance with specifications and the Engineer’s instructions. | [6 empty] | 1%Steel | 1
a | PCC In super structure/ Under flooring | [6 empty] | 2%Steel | 1
| Under Flooring Inside Toilets | 4 | 6 | 5 | 0.75 | 90 |  | Cft | 1
b | Plinth concrete around the toilet block at locations where the sewerage pipe is laid, leading to the septic tank. | 1 | 40 | 3 | 0.75 | 90 |  | Ft | 1
[8 empty] | Job | 1
|  |  |  | Total Qty |  | 180 | cft
|  |  |  | Additional Qty @ 5% |  | 0 | cft
|  |  |  | Grand Total |  | 180 | cft
1-D | 1-D- CONCRETE WORKS (SCH Items) | [5 empty] | cft | 1.5%Steel | 1
6 | Plain Cement Concrete (1:4:8 In-situ mixing, placing, compaction, finishing, and curing of plain cement concrete (1:4:8 ) in position, including provision of all materials, labor, plant, and equipment, complete in all respects in accordance with specifications and the Engineer’s instructions. | [6 empty] | 1%Steel | 1
[8 empty] | 2%Steel | 1
a | Lean of Dismantle portion of Boundary wall | 1 | 50 | 2 | 0.25 | 25 |  | Cft | 1
[8 empty] | Ft | 1
|  |  |  | Total Qty |  | 25 | cft
|  |  |  | Additional Qty @ 5% |  | 0 | cft
|  |  |  | Grand Total |  | 25 | cft
1-D | 1-D- CONCRETE WORKS (SCH Items) | [5 empty] | cft | 1.5%Steel | 1
7 | RCC WORKS ABOVE NSL In-situ batching, mixing, placing, vibration, compaction, finishing, casting, and curing of reinforced cement concrete (1:1-1/2:3 ) in slabs, beams, columns, and other structural members, including all materials, labor, and equipment, complete in all respects in accordance with specifications, structural drawings, and Engineer’s instructions. | [6 empty] | 1%Steel | 1
[8 empty] | 2%Steel | 1
a | Toilet Blocks | [6 empty] | Cft | 1
| Estimated Qty Repair of Chajjas, the shed of the toilet block, to be utilized as per the Engineer Instruction | 1 | 20 | 1.5 | 0.5 | 15 |  | Ft | 1
[8 empty] | Job | 1
|  |  |  | Total Qty |  | 15 | cft
|  |  |  | Additional Qty @ 5% |  | 0 | cft
|  |  |  | Grand Total |  | 15 | cft
1-D | 1-D- CONCRETE WORKS (SCH Items) | [5 empty] | cft | 1.5%Steel | 1
8 | RCC IN FOUNDATION / BASE / RETAINING STRUCTURES In-situ batching, mixing, placing, vibration, compaction, finishing, casting, and curing of reinforced cement concrete (1:1-1/2:3 ) raft foundations, column bases, retaining walls, and similar elements, including all materials, labor, and equipment, complete in all respects in accordance with specifications, structural drawings, and the Engineer’s instructions. | [6 empty] | 1%Steel | 1
[8 empty] | 2%Steel | 1
a | Septic Tank Top Slab | 1 | 7 | 5 | 0.5 | 17.5 |  | Cft | 1
[8 empty] | Ft | 1
[8 empty] | Job | 1
b | Soakage Pit Top Slab | 1 | 7 | 5 | 0.5 |  | 0 | lbs | 1
[8 empty] | M | 1
c | RCC works for Main Holes to the required lines, levels, widths, and depths as per design drawings and specifications | [6 empty] | M2 | 1
| Estimated Size 24" x 24" | 4 | 2 | 2 | 0.25 | 4 |  | M3 | 1
[8 empty] | No | 1
|  |  |  | Total Qty |  | 21.5 | cft
|  |  |  | Additional Qty @ 5% |  | 0 | cft
|  |  |  | Grand Total |  | 21.5 | cft
1-D | 1-D- CONCRETE WORKS (SCH Items) | [5 empty] | Kg | 1.5%Steel | 1
9 | REINFORCEMENT STEEL (GRADE 60) At site, cutting, bending, placing, and fixing in position as per the approved BBS of deformed reinforcement bars (Grade 60), including binding wire, chairs, spacers, and all necessary accessories, complete in all respects in accordance with drawings, specifications, and Engineer’s instructions. | [6 empty] | 1%Steel | 1
[8 empty] | 2%Steel | 1
| Steel in RCC shall be used @6.75 Ib / Cft of Concrete |  | 65.8462 |  |  | 65.8462 |  | Cft | 1
[8 empty] | Ft | 1
|  |  |  | Total Qty |  | 65.8462 | Kg
|  |  |  | Wastage Qty @ 5% |  | 0 | Kg
|  |  |  | Grand Total |  | 0.065846 | Tone
1-D | 1-D- CONCRETE WORKS (SCH Items) | [5 empty] | sft | 1.5%Steel | 1
10 | FORMWORK (PLYWOOD FINISH) Erecting, and removing formwork with plywood sheeting for RCC or PCC in any shape and position, including supports, bracing, alignment, and surface finishing, in any shape - Position / Vertical . | [6 empty] | 1%Steel | 1
[8 empty] | 2%Steel | 1
a | Septic Tank Top Slab | 1 | 7 | 5 |  | 35 |  | Cft | 1
[8 empty] | Ft | 1
[8 empty] | Job | 1
b | Soakage Pit Top Slab | 1 | 7 | 5 |  |  | 0 | lbs | 1
[8 empty] | M | 1
c | Toilet Blocks | [6 empty] | M2 | 1
| Shuttering for Repair of Chajjas, the shed of the toilet block, to be utilized as per the Engineer's Instruction | 1 | 20 | 1.5 |  | 30 |  | M3 | 1
[8 empty] | No | 1
|  |  |  | Total Qty |  | 65 | sft
|  |  |  | Additional Qty @ 5% |  | 0 | sft
|  |  |  | Grand Total |  | 65 | sft
1-E | 1-E- BRICK MASONRY WORKS (SCH Items) | [5 empty] | cft | 1.5%Steel | 1
11 | BRICK MASONRY IN FOUNDATION & PLINTH Laying first-class brick masonry in foundation and plinth in cement sand mortar (One Part of Cement and Three Part of Sand), including soaking of bricks, proper bonding, alignment, jointing, raking where required, and curing, complete in all respects in accordance with specifications and the Engineer’s instructions. | [6 empty] | 1%Steel | 1
[8 empty] | 2%Steel | 1
a | Drainage Works | [6 empty] | Cft | 1
| Brick works for drainage system installation, including trenching to the required lines, levels, widths, and depths as per design drawings and specifications | [6 empty] | Ft | 1
| On the right-hand side of the main gate. | 2 | 100 | 0.75 | 1.5 |  | 0 | Job | 1
| On the Front -hand side of the main gate. | 2 | 50 | 0.75 | 1.5 |  | 0 | lbs | 1
[8 empty] | M | 1
b | Brick works for Main Holes to the required lines, levels, widths, and depths as per design drawings and specifications | [6 empty] | M2 | 1
| Estimated Size 24" x 24" | 4 | 6 | 0.75 | 1.5 | 27 |  | M3 | 1
[8 empty] | No | 1
|  |  |  | Total Qty |  | 27 | cft
|  |  |  | Additional Qty @ 5% |  | 0 | cft
|  |  |  | Grand Total |  | 27 | cft
1-E | 1-E- BRICK MASONRY WORKS (SCH Items) | [5 empty] | cft | 1.5%Steel | 1
12 | BRICK MASONRY IN SUPERSTRUCTURE (GROUND FLOOR) Laying first-class brick masonry in superstructure at ground floor level in cement sand mortar (One Part of Cement and Three Parts of Sand), including proper bonding, alignment, scaffolding, joint finishing, and curing, complete in all respects. | [6 empty] | 1%Steel | 1
[8 empty] | 2%Steel | 1
c | Boundary wall | [6 empty] | Cft | 1
| Brick works for Boundary wall including trenching to the required lines, levels, widths, and depths as per design drawings and specifications | [6 empty] | Ft | 1
| Damaged Portion Only | 1 | 50 | 0.75 | 6 | 225 |  | Job | 1
[8 empty] | lbs | 1
|  |  |  | Total Qty |  | 225 | cft
|  |  |  | Additional Qty @ 5% |  | 0 | cft
|  |  |  | Grand Total |  | 225 | cft
1-G | 1-G- SURFACE RENDERING (SCH Items) | [5 empty] | sft | 1.5%Steel | 1
13 | FLOATING COAT BEFORE PLASTER Applying a floating coat of neat cement slurry (1/32" thick) over prepared surfaces prior to plastering to enhance bond, complete in all respects. | [6 empty] | 1%Steel | 1
[8 empty] | 2%Steel | 1
a | Plaster Works | 1 | 36 |  |  | 36 |  | Cft | 1
[8 empty] | Ft | 1
[8 empty] | Job | 1
[8 empty] | lbs | 1
[8 empty] | M | 1
[8 empty] | M2 | 1
[8 empty] | M3 | 1
[7 empty] | 0 | No | 1
[7 empty] | 0 | Sft | 0.092903
0
0
0
|  |  |  | Total Qty |  | 36 | sft
|  |  |  | Additional Qty @ 5% |  | 0 | sft
|  |  |  | Grand Total |  | 36 | sft
1-G | 1-G- SURFACE RENDERING (SCH Items) | [5 empty] | sft | 1.5%Steel | 1
14 | CEMENT PLASTER (1:3, 20MM THICK) Providing and applying cement plaster in a ratio of (One Part of Cement and Three Part of Sand) 20 mm (¾") thick, on new surfaces up to a height of 20 ft, including proper surface preparation. The substrate shall be thoroughly cleaned and pre-wetted to achieve a saturated surface dry (SSD) condition prior to application. A neat cement slurry (cement and water) shall be applied as a bonding coat immediately before placing the plaster. The plaster shall be applied using well-mixed cement-sand mortar on a suitably roughened (chipped) surface, finished true to line, level, and plumb. Curing shall be carried out for a minimum period of three (3) days after application. | [6 empty] | 1%Steel | 1
[8 empty] | 2%Steel | 1
a | Plaster Works | [6 empty] | Cft | 1
| Plaster works for drainage system installation, including trenching to the required lines, levels, widths, and depths as per design drawings and specifications | [6 empty] | Ft | 1
| On the right-hand side of the main gate. | 2 | 100 |  | 1.5 |  | 0 | Job | 1
| On the Front -hand side of the main gate. | 2 | 50 |  | 1.5 |  | 0 | lbs | 1
[8 empty] | M | 1
b | Paster works for Main Holes to the required lines, levels, widths, and depths as per design drawings and specifications | [6 empty] | M2 | 1
| Estimated Size 24" x 24" | 4 | 6 |  | 1.5 | 36 |  | M3 | 1
[8 empty] | No | 1
c | Boundary wall Plasting | [6 empty] | Sft | 0.092903
Plaster works for the boundary wall, including trenching to the required lines, levels, widths, and depths as per design drawings and specifications
| Damaged Portion Only | 1 | 50 |  | 8 |  | 0
|  |  |  | Total Qty |  | 36 | sft
|  |  |  | Additional Qty @ 5% |  | 0 | sft
|  |  |  | Grand Total |  | 36 | sft
1-H | 1-H- PAINTING WORKS (SCH Items) | [5 empty] | sft | 1.5%Steel | 1
15 | PRIMER COAT ON MAIN DOOR/ SAFTY GRILLS/RAILING ETC Preparing new surfaces of doors and windows and applying priming coat, including cleaning, smoothing, and surface preparation, complete in all respects. | [6 empty] | 1%Steel | 1
[8 empty] | 2%Steel | 1
a | Main Gate | [6 empty] | Cft | 1
|  | 2 | 8 |  | 8 | 128 |  | Ft | 1
b | Toilets | [5 empty] | 0 | Job | 1
| Door | 6 | 2.5 |  | 7 |  | 0 | lbs | 1
[7 empty] | 0 | M | 1
|  |  |  | Total Qty |  | 128 | sft
|  |  |  | Additional Qty @ 5% |  | 0 | sft
|  |  |  | Grand Total |  | 128 | sft
1-H | 1-H- PAINTING WORKS (SCH Items) | [5 empty] | sft | 1.5%Steel | 1
16 | SUBSEQUENT PAINT COATS ON MAIN DOOR/ SAFTY GRILLS/RAILING ETC Applying each subsequent coat of paint on doors and windows over prepared surfaces to achieve a uniform finish and full coverage, complete in all respects. | [6 empty] | 1%Steel | 1
[8 empty] | 2%Steel | 1
a | Main Gate | [6 empty] | Cft | 1
|  | 2 | 8 |  | 8 | 128 |  | Ft | 1
b | Toilets | [6 empty] | Job | 1
| Door | 4 | 2.5 |  | 7 |  | 0 | lbs | 1
[8 empty] | M | 1
c | Railing in verandah | 0.5 | 40 |  | 3 | 60 |  | M2 | 1
[8 empty] | M3 | 1
|  |  |  | Total Qty |  | 188 | sft
|  |  |  | Additional Qty @ 5% |  | 0 | sft
|  |  |  | Grand Total |  | 188 | sft
1-H | 1-H- PAINTING WORKS (SCH Items) | [5 empty] | sft | 1.5%Steel | 1
17 | SNOWCEM / WEATHER SHIELD BOUNDARY WALLS ETC– FIRST COAT Preparing external surfaces and applying the first coat of Snowcem/Weather Shield paint, including cleaning and surface preparation, complete in all respects. | [6 empty] | 1%Steel | 1
[8 empty] | 2%Steel | 1
a | Boundary wall | [6 empty] | Cft | 1
| Weather shield for the boundary wall, including trenching to the required lines, levels, widths, and depths as per design drawings and specifications | [6 empty] | Ft | 1
| All Side of Boundary wall Inside Only | 1 | 352 |  | 5 | 1760 |  | Job | 1
| All sides of the boundary wall, outside, front wall only | 1 | 33 |  | 5 | 165 |  | lbs | 1
[8 empty] | M | 1
b | Toilet Block | [6 empty] | M2 | 1
| Block A Out Side | 2 | 24 |  | 8 |  | 0 | M3 | 1
| Block B Out Side | 2 | 30 |  | 8 |  | 0 | No | 1
[8 empty] | Sft | 0.092903
|  |  |  | Total Qty |  | 1925 | sft
|  |  |  | Additional Qty @ 5% |  | 0 | sft
|  |  |  | Grand Total |  | 1925 | sft
1-H | 1-H- PAINTING WORKS (SCH Items) | [5 empty] | sft | 1.5%Steel | 1
18 | SNOWCEM / WEATHER SHIELD BOUNDARY WALLS ETC– SUBSEQUENT COATS Applying second and subsequent coats of Snowcem/Weather Shield paint to external surfaces to achieve a uniform finish and durability, complete in all respects. | [6 empty] | 1%Steel | 1
[8 empty] | 2%Steel | 1
a | Boundary wall | [5 empty] | 0 | Cft | 1
| Weather shield for the boundary wall, including trenching to the required lines, levels, widths, and depths as per design drawings and specifications | [6 empty] | Ft | 1
| All Side of Boundary wall Inside Only | 1 | 352 |  | 6 | 2112 |  | Job | 1
| All sides of the boundary wall, outside, front wall only | 1 | 33 |  | 6 | 198 |  | lbs | 1
[7 empty] | 0 | M | 1
b | Toilet Block | [5 empty] | 0 | M2 | 1
| Block A Out Side | 2 | 24 |  | 8 |  | 0 | M3 | 1
| Block B Out Side | 2 | 30 |  | 8 |  | 0 | No | 1
[7 empty] | 0 | Sft | 0.092903
c | Toilet Block | [5 empty] | 0
| Block A Sofit | 2 | 5 | 6 |  |  | 0
| Block B Sofit | 2 | 5 | 6 |  |  | 0
|  |  |  | Total Qty |  | 2310 | sft
|  |  |  | Additional Qty @ 5% |  | 0 | sft
|  |  |  | Grand Total |  | 2310 | sft
1-I | 1-I- IRON WORK (SCH Items) | [5 empty] | ft | 1.5%Steel | 1
19 | MS RAILING Providing and fixing angle iron railing with MS Pipe 2" dia at top and at Mid-height, using 1.5"x1.5"x2/8" angle iron at bottom and 3/4" x 3/4" pipe 16 gauge 5" to 6" apart, and 2ft -9inch height complete | [6 empty] | 1%Steel | 1
[8 empty] | 2%Steel | 1
a | Railing works for Ramp foundation to the required lines, levels, widths, and depths as per design drawings and specifications | [6 empty] | Cft | 1
| Ramp At Block A | 2 | 10 |  |  | 20 |  | Ft | 1
| Ramp At Toilet Block | 2 | 10 |  |  | 20 |  | Job | 1
[8 empty] | lbs | 1
|  |  |  | Total Qty |  | 40 | ft
|  |  |  | Additional Qty @ 5% |  | 0 | ft
|  |  |  | Grand Total |  | 40 | ft
1-N | 1-N- SURFACE RENDERING (NON-SCH Items) | [5 empty] | sft | 1.5%Steel | 1
20 | FLOATING COAT WITH SBR Applying a floating coat of cement 1/32" thick, including Sika Latex prior to the application of Cement sand plastering on the old surface/wall/ slab | [6 empty] | 1%Steel | 1
[8 empty] | 2%Steel | 1
a |  | 1 |  |  |  | 1 |  | Cft | 1
[8 empty] | Ft | 1
|  |  |  | Total Qty |  | 1 | sft
|  |  |  | Additional Qty @ 5% |  | 0 | sft
|  |  |  | Grand Total |  | 1 | sft
1-N | 1-N- SURFACE RENDERING (NON-SCH Items) | [5 empty] | sft | 1.5%Steel | 1
21 | RED OXIDE PRIMER Applying red oxide primer coat on prepared surfaces of steel /MS Works in the above scope of work prior to application of synthetic enamel paint of approved quality, including surface preparation and complete in all respects as per specifications and the Engineer’s instructions. | [6 empty] | 1%Steel | 1
[8 empty] | 2%Steel | 1
a | Main Gate | 2 | 8 |  | 8 |  | 0 | Cft | 1
b | Railing | 1 | 60 |  |  | 60 |  | Ft | 1
[8 empty] | Job | 1
|  |  |  | Total Qty |  | 60 | sft
|  |  |  | Additional Qty @ 5% |  | 0 | sft
|  |  |  | Grand Total |  | 60 | sft
1-N | 1-N- SURFACE RENDERING (NON-SCH Items) | [5 empty] | sft | 1.5%Steel | 1
22 | SYNTHETIC ENAMEL PAINT Providing and applying synthetic enamel paint of approved quality and specified color on new or existing surfaces of walls, doors, and windows, to achieve a uniform and even finish, complete in all respects as per specifications and Engineer’s instructions. | [6 empty] | 1%Steel | 1
[8 empty] | 2%Steel | 1
a | Main Gate | 2 | 8 |  | 8 | 128 |  | Cft | 1
[8 empty] | Ft | 1
b | Toilet Doors | [6 empty] | Job | 1
| Block A | 4 | 2.5 |  | 7 |  | 0 | lbs | 1
| Block B | 4 | 2.5 |  | 7 |  | 0 | M | 1
[8 empty] | M2 | 1
|  |  |  | Total Qty |  | 128 | sft
|  |  |  | Additional Qty @ 5% |  | 0 | sft
|  |  |  | Grand Total |  | 128 | sft
02-A | 02(A)- ELECTRIFICATION OF EXISTING & NEW WORKS (SCH Items) | [5 empty] | No | 1.5%Steel | 1
23 | Outdoor LED Security Light (60–70W) Providing, supplying, and installation of SMD LED light fixture (60–70W), IP65 rated, suitable for outdoor/security lighting, conforming to IEC 60598. | [6 empty] | 1%Steel | 1
[8 empty] | 2%Steel | 1
a | Security Light | 2 |  |  |  | 2 |  | Cft | 1
[8 empty] | Ft | 1
|  |  |  | Total Qty |  | 2 | No
|  |  |  | Additional Qty @ 5% |  | 0 | No
|  |  |  | Grand Total |  | 2 | No
02-A | 02(A)- ELECTRIFICATION OF EXISTING & NEW WORKS (SCH Items) | [5 empty] | No | 1.5%Steel | 1
24 | Lightning Arrester / Air Terminal Providing installation, testing, and commissioning of the lightning air terminal system, complete with down conductor and accessories, conforming to IEC 62305. | [6 empty] | 1%Steel | 1
[8 empty] | 2%Steel | 1
a | Lightning Arrester | 1 |  |  |  | 1 |  | Cft | 1
[8 empty] | Ft | 1
|  |  |  | Total Qty |  | 1 | No
|  |  |  | Additional Qty @ 5% |  | 0 | No
|  |  |  | Grand Total |  | 1 | No
02-A | 02(A)- ELECTRIFICATION OF EXISTING & NEW WORKS (SCH Items) | [5 empty] | ft | 1.5%Steel | 1
25 | #REF! | [6 empty] | 1%Steel | 1
[8 empty] | 2%Steel | 1
a | From Electric Pole to Main school Joint Box | 1 | 100 |  |  |  | 0 | Cft | 1
[8 empty] | Ft | 1
[8 empty] | Job | 1
|  |  |  | Total Qty |  |  | ft
|  |  |  | Additional Qty @ 5% |  | 0 | ft
|  |  |  | Grand Total |  | #VALUE! | ft
02-A | 02(A)- ELECTRIFICATION OF EXISTING & NEW WORKS (SCH Items) | [5 empty] | No | 1.5%Steel | 1
26 | Earth Bore Installation Drilling of earth bore (3” dia, 10–15 ft deep or up to water table), including backfilling, compaction, and completion as per IEEE/PEC standards. | [6 empty] | 1%Steel | 1
[8 empty] | 2%Steel | 1
a | Earth Bore Installation | 1 |  |  |  | 1 |  | Cft | 1
[8 empty] | Ft | 1
|  |  |  | Total Qty |  | 1 | No
|  |  |  | Additional Qty @ 5% |  | 0 | No
|  |  |  | Grand Total |  | 1 | No
02-A | 02(A)- ELECTRIFICATION OF EXISTING & NEW WORKS (SCH Items) | [5 empty] | No | 1.5%Steel | 1
27 | Earthing Inspection Pit Construction of watertight brick masonry inspection chamber for earthing system with CI cover, complete in all respects. | [6 empty] | 1%Steel | 1
[8 empty] | 2%Steel | 1
a | Earth Bore Installation | 1 |  |  |  | 1 |  | Cft | 1
[8 empty] | Ft | 1
|  |  |  | Total Qty |  | 1 | No
|  |  |  | Additional Qty @ 5% |  | 0 | No
|  |  |  | Grand Total |  | 1 | No
02-A | 02(A)- ELECTRIFICATION OF EXISTING & NEW WORKS (SCH Items) | [5 empty] | No | 1.5%Steel | 1
28 | #REF! | [6 empty] | 1%Steel | 1
[8 empty] | 2%Steel | 1
a | LPS | 1 |  |  |  |  | 0 | Cft | 1
[8 empty] | Ft | 1
[8 empty] | Job | 1
|  |  |  | Total Qty |  |  | No
|  |  |  | Additional Qty @ 5% |  | 0 | No
|  |  |  | Grand Total |  | #VALUE! | No
02-B | 02(B)- ELECTRIFICATION OF EXISTING & NEW WORKS (NON-SCH Items) | [5 empty] | No | 1.5%Steel | 1
29 | #REF! | [6 empty] | 1%Steel | 1
[8 empty] | 2%Steel | 1
a | For Street Light | 1 |  |  |  |  | 0 | Cft | 1
[8 empty] | Ft | 1
|  |  |  | Total Qty |  |  | No
|  |  |  | Additional Qty @ 5% |  | 0 | No
|  |  |  | Grand Total |  | #VALUE! | No
02-B | 02(B)- ELECTRIFICATION OF EXISTING & NEW WORKS (NON-SCH Items) | [5 empty] | No | 1.5%Steel | 1
30 | Earth Rod with Clamp Providing and installation of 12mm dia, 10 ft long copper earth rod with base plate and clamps, conforming to IEC 62561. | [6 empty] | 1%Steel | 1
[8 empty] | 2%Steel | 1
| Earthing Rod | 1 |  |  |  | 1 |  | Cft | 1
[8 empty] | Ft | 1
|  |  |  | Total Qty |  | 1 | No
|  |  |  | Additional Qty @ 5% |  | 0 | No
|  |  |  | Grand Total |  | 1 | No
02-B | 02(B)- ELECTRIFICATION OF EXISTING & NEW WORKS (NON-SCH Items) | [5 empty] | No | 1.5%Steel | 1
31 | Earthing Cable (6mm² Cu) Providing and installation of 6mm² tinned copper XLPE/PVC insulated cable for earthing, conforming to IEC 60502. | [6 empty] | 1%Steel | 1
[8 empty] | 2%Steel | 1
a | Earthing Cable | 1 | 30 |  |  | 30 |  | Cft | 1
[8 empty] | Ft | 1
|  |  |  | Total Qty |  | 30 | No
|  |  |  | Additional Qty @ 5% |  | 0 | No
|  |  |  | Grand Total |  | 30 | No
03-A | 3A- DRAINAGE & SEWERAGE WORK IN EXTERNAL DEVELOPMENT WORKS (SCH Items) | [5 empty] | No | 1.5%Steel | 1
31 | Electric Water Cooler (45 Gallons) Providing, installing, and commissioning a 45-gallon electric water cooler, complete with plumbing and electrical connections (Local made) | [6 empty] | 1%Steel | 1
[8 empty] | 2%Steel | 1
| Samples shall be submitted for approval prior to procurement, or as otherwise directed by the Engineer. | 1 |  |  |  | 1 |  | Cft | 1
[8 empty] | Ft | 1
|  |  |  | Total Qty |  | 1 | No
|  |  |  | Additional Qty @ 5% |  | 0 | No
|  |  |  | Grand Total |  | 1 | No
04-A | 4A- MISCLLANEOUS ITEMS OF WORK IN EXTERNAL DEVELOPMENT WORKS (NON-SCH Items) | [5 empty] | No | 1.5%Steel | 1
32 | 240-Litre Wheelie Bin (Plastic) Providing and supplying 240 Litre capacity wheelie bins manufactured from high-quality, durable, and impact resistant plastic, suitable for routine handling and outdoor use. Each bin shall be fitted with a hinged lid, a foot operated pedal for hands-free opening, and wheels to allow easy movement. The bins shall be appropriate for institutional waste collection purposes. The front side of each bin shall display the logos of the Implementing Agency, Donor Agency, and Education Department. The logos shall be permanently affixed (molded or printed) in such a manner that they are non-removable and resistant to weathering and regular usage. The item shall be complete in all respects as per the approval of the Engineer. | [6 empty] | 1%Steel | 1
[8 empty] | 2%Steel | 1
a | Samples shall be submitted for approval prior to procurement, or as otherwise directed by the Engineer. | 1 |  |  |  | 1 |  | Cft | 1
[8 empty] | Ft | 1
|  |  |  | Total Qty |  | 1 | No
|  |  |  | Additional Qty @ 5% |  | 0 | No
|  |  |  | Grand Total |  | 1 | No
04-A | 4A- MISCLLANEOUS ITEMS OF WORK IN EXTERNAL DEVELOPMENT WORKS (NON-SCH Items) | [5 empty] | Job | 1.5%Steel | 1
33 | SITE CLEARANCE: Before leaving the Site, clear and maintain the site of debris and dump materials. Remove all paint and plaster spills from windows, doors, and electric fixtures. | [6 empty] | 1%Steel | 1
[8 empty] | 2%Steel | 1
a | as per the satisfaction of the Engineer. | 1 |  |  |  | 1 |  | Cft | 1
[8 empty] | Ft | 1
[8 empty] | Job | 1
|  |  |  | Total Qty |  | 1 | Job
|  |  |  | Additional Qty @ 5% |  | 0 | Job
|  |  |  | Grand Total |  | 1 | Job
04-A | 4A- MISCLLANEOUS ITEMS OF WORK IN EXTERNAL DEVELOPMENT WORKS (NON-SCH Items) | [5 empty] | No | 1.5%Steel | 1
34 | Fire Extinguisher Supplying and fixing of Dry Chemical Powder Fire Extinguisher 6Kg Capacity complete in all respect | [6 empty] | 1%Steel | 1
[8 empty] | 2%Steel | 1
a | Samples shall be submitted for approval prior to procurement, or as otherwise directed by the Engineer. | 1 |  |  |  | 1 |  | Cft | 1
[8 empty] | Ft | 1
|  |  |  | Total Qty |  | 1 | No
|  |  |  | Additional Qty @ 5% |  | 0 | No
|  |  |  | Grand Total |  | 1 | No
04-A | 4A- MISCLLANEOUS ITEMS OF WORK IN EXTERNAL DEVELOPMENT WORKS (NON-SCH Items) | [5 empty] | No | 1.5%Steel | 1
35 | INAUGURATION PLAQUE Supply and installation of a project signboard fabricated from stainless steel (SS) sheet, nominal size 24″ × 24″, or as directed by the Engineer-in-Charge, complete in all respects. The work shall include cutting, fabrication, fixing, anchoring, and finishing of the signboard, including all necessary materials, fasteners, tools, labor, and safety measures, in accordance with the drawings and technical specifications. | [6 empty] | 1%Steel | 1
[8 empty] | 2%Steel | 1
a | Samples shall be submitted for approval prior to procurement, or as otherwise directed by the Engineer. | 1 |  |  |  | 1 |  | Cft | 1
[8 empty] | Ft | 1
|  |  |  | Total Qty |  | 1 | No
|  |  |  | Additional Qty @ 5% |  | 0 | No
|  |  |  | Grand Total |  | 1 | No